## Peças Pt-BR
$ | Fabricante | Aplicação | Descrição | Número da peça | Plate Number | Condição do Produto | Qtd. | Local de Estoque | Observação
Henrique | Caterpillar | 3208 | CORREIA DENTADA ``V`` - CIRCUNFERENCIA 1200mm - ESPESSURA 9mm - LARGURA DA CORREIA 12.5mm | 4P0454 | N/a | NOVO | 1 | H. | -
Henrique | Caterpillar | 3208 | BORRACHA DE VEDAÇÃO - COMP. 655mm - ESPESSURA 14mm | 4W5518 | N/a | NOVO | 1 | H. | -
Thermo Solutions | Caterpillar | 3412 | Cabeça | 1541612 | N/a | USADO | 16 | GALPÃO | -
Thermo Solutions | Caterpillar | 3412 | Caixa de grupo frontal | 1729315 | N/a | USADO | 1 | GALPÃO | -
Thermo Solutions | Caterpillar | 3412 | Radiador | 9Y-6675 | N/a | USADO | 1 | GALPÃO | -
Thermo Solutions | Caterpillar | 3412 | Pistão + anéis de pistão | 137L12A3 | N/a | NOVO | 9 | GALPÃO | -
Thermo Solutions | Caterpillar | 3412 | Estrutura + Radiador + Peças | 34/12 | N/a | USADO | 1 | GALPÃO | -
Thermo Solutions | Caterpillar | 3412 | Revestimento do Cilindro; Pistão; Origens e Anéis | 9Y-7212 | N/a | NOVO | 1 | GALPÃO | -
Henrique | Caterpillar | 3500 | MESA | 124-0149 | N/a | NOVO | 2 | PRATELEIRA 8 A | -
Henrique | Caterpillar | 3500 | PORCA 34/12 | 1F-7958 | N/a | NOVO | 1 | PRATELEIRA 8 B | -
Henrique | Caterpillar | 3500 | ATUADOR | 304-9398 | N/a | NOVO | 1 | PRATELEIRA 8 B | -
Henrique | Caterpillar | 3500 | ROLAMENTO PRINCIPAL | 3563-0040 | N/a | NOVO | 7 | PRATELEIRA 8 B | -
Henrique | N/a | 3500 | REPARO JG | 1089342 | N/a | NOVO | 1 | PRATELEIRA 8 B | -
Henrique | Caterpillar | 3500 | VIGA | 2D-8155 | N/a | NOVO | 3 | PRATELEIRA 8 B | -
Thermo Solutions | N/a | 3500 | EIXO DO VENTILADOR | N/a | N/a | NOVO | 1 | PRATELEIRA 8 C | -
Thermo Solutions | Caterpillar | 3500 | ANEL DE VEDAÇÃO | 1251372 | N/a | NOVO | 5 | PRATELEIRA 8 D | -
Thermo Solutions | Caterpillar | 3500 | COTOVELO EM MANGUEIRA | 1417143 | N/a | NOVO | 2 | PRATELEIRA 8 D | -
Thermo Solutions | Caterpillar | 3500 | ANEL DE VEDAÇÃO | 2006410 | N/a | NOVO | 6 | PRATELEIRA 8 D | -
Thermo Solutions | Caterpillar | 3500 | PRENSA DE VEDAÇÃO | 2065988 | N/a | NOVO | 11 | PRATELEIRA 8 D | -
Thermo Solutions | Caterpillar | 3500 | SELO O-RIKNG | 2147568 | N/a | NOVO | 20 | PRATELEIRA 8 D | -
Thermo Solutions | Caterpillar | 3500 | ARRUELA (ARRUELA) | 2266575 | N/a | NOVO | 2 | PRATELEIRA 8 D | -
Henrique | Caterpillar | 3500 | KIT DE VEDAÇÃO | 2295333 | N/a | NOVO | 11 | PRATELEIRA 8 D | -
Henrique | Caterpillar | 3500 | ANEL DE VEDAÇÃO | 095-1674 | N/a | NOVO | 20 | PRATELEIRA 8 D | -
Henrique | Caterpillar | 3500 | FUSÍVEL | 131-3474 | N/a | NOVO | 3 | PRATELEIRA 8 D | -
Henrique | Caterpillar | 3500 | CINTO 8K (CINTO) | 141-7116 | N/a | NOVO | 2 | PRATELEIRA 8 D | -
Thermo Solutions | Caterpillar | 3500 | JUNTA (JUNTA) | 203-7859 | N/a | NOVO | 4 | PRATELEIRA 8 D | -
Thermo Solutions | Caterpillar | 3500 | ANEL DE VEDAÇÃO | 219-7000 | N/a | NOVO | 8 | PRATELEIRA 8 D | -
Thermo Solutions | Caterpillar | 3500 | TUBE JUMPER | 225-3244 | N/a | NOVO | 3 | PRATELEIRA 8 D | -
Thermo Solutions | Caterpillar | 3500 | SELO | 262-4568 | N/a | NOVO | 10 | PRATELEIRA 8 D | -
Thermo Solutions | Caterpillar | 3500 | SEAL-PIP | 296-5820 | N/a | NOVO | 69 | PRATELEIRA 8 D | -
Thermo Solutions | Caterpillar | 3500 | ANEL | 2W-4005 | N/a | NOVO | 3 | PRATELEIRA 8 D | -
Thermo Solutions | Caterpillar | 3500 | RETENTOR | 2W-4006 | N/a | NOVO | 2 | PRATELEIRA 8 D | -
Thermo Solutions | Caterpillar | 3500 | JUNTA (JUNTA) | 360-7990 | N/a | NOVO | 5 | PRATELEIRA 8 D | -
Thermo Solutions | Caterpillar | 3500 | ANEL | 3M 6360 + 6V5134 ( SEAL RING) + 6V 8398 | N/a | NOVO | 7 | PRATELEIRA 8 D | -
Thermo Solutions | Caterpillar | 3500 | ANEL DE VEDAÇÃO | 3P0653 | N/a | NOVO | 2 | PRATELEIRA 8 D | -
Thermo Solutions | Caterpillar | 3500 | CONJUNTO DE CONDUÇÃO | 5N9366 | N/a | NOVO | 1 | PRATELEIRA 8 D | -
Thermo Solutions | Caterpillar | 3500 | SUPORTE DE RETENÇÃO | 5P7854 | N/a | NOVO | 1 | PRATELEIRA 8 D | -
Thermo Solutions | Caterpillar | 3500 | SELO | 5P8068 | N/a | NOVO | 7 | PRATELEIRA 8 D | -
Thermo Solutions | Caterpillar | 3500 | TE ( T ) | 6?9837 | N/a | NOVO | 1 | PRATELEIRA 8 D | -
Thermo Solutions | Caterpillar | 3500 | KIT O-RIING 5 | 60 501 0440 | N/a | NOVO | 1 | PRATELEIRA 8 D | -
Thermo Solutions | Caterpillar | 3500 | N / D | 60-8789 | N/a | NOVO |  | PRATELEIRA 8 D | -
Thermo Solutions | Caterpillar | 3500 | TE ( T ) | 6J-8789 | N/a | NOVO | 1 | PRATELEIRA 8 D | -
Thermo Solutions | Caterpillar | 3500 | SELO | 6V5101 | N/a | NOVO | 5 | PRATELEIRA 8 D | -
Thermo Solutions | Caterpillar | 3500 | LUVA | 6V8639 | N/a | NOVO | 1 | PRATELEIRA 8 D | -
Thermo Solutions | Caterpillar | 3500 | ESPAÇADOR | 7N2597 | N/a | NOVO | 1 | PRATELEIRA 8 D | -
Thermo Solutions | Caterpillar | 3500 | SELO | 8C0624 | N/a | NOVO | 2 | PRATELEIRA 8 D | -
Thermo Solutions | Caterpillar | 3500 | ANEL DE VEDAÇÃO | 8C5196 | N/a | NOVO | 3 | PRATELEIRA 8 D | -
Thermo Solutions | Caterpillar | 3500 | TÉRMINO. DE BATERIA | 8C-5917 | N/a | NOVO | 1 | PRATELEIRA 8 D | -
Thermo Solutions | Caterpillar | 3500 | TAMPA COMO TERMINAL | 9G0003 | N/a | NOVO | 1 | PRATELEIRA 8 D | -
Thermo Solutions | Caterpillar | 3500 | ANEL DE VEDAÇÃO | 9M2092 | N/a | NOVO | 1 | PRATELEIRA 8 D | -
Thermo Solutions | Caterpillar | 3500 | JUNTA (JUNTA) | A4692W2 | N/a | NOVO | 2 | PRATELEIRA 8 D | -
Thermo Solutions | Caterpillar | 3500 | ARRUELA (ARRUELA) | LX-0578 | N/a | NOVO | 1 | PRATELEIRA 8 D | -
Thermo Solutions | Caterpillar | 3500 | PRAFUSO COM PORCA | N/a | N/a | NOVO | 3 | PRATELEIRA 8 D | -
Thermo Solutions | N/a | 3500 | PRESILHA DE FERRO | 8S611 | N/a | NOVO | 1 | PRATELEIRA 8 D | -
Thermo Solutions | N/a | 3500 | TUBO DE NIVELAMENTO | N/a | N/a | NOVO | 1 | PRATELEIRA 8 D | -
Henrique | N/a | 4112 | JUNTA | 11CO06094 | 61200227H-16 | NOVO | 20 | PRATELEIRA 7 D | -
Henrique | Caterpillar | D5R / D6N | CONJUNTO DIFERENCIAL | 448-4208 | N/a | NOVO | 1 | H. | -
Thermo Solutions | Deutz | 1114 E 2114 | CORREIA DENTADA P/ TRATOR MOTORES 4 E 6 CILíNDROS MODELOS 1114 E 2114 | 4006628 | N/a | NOVO | 4 | H. | -
Henrique | Caterpillar | 120G / 12G / 130G / 140G / 16H / 18 / 18M3 | BORDA CORTANTE 1" P/ MOTONIVELADORAS CATERPILLAR | 4T-2231 | N/a | NOVO | 2 | H. | -
Henrique | Cummins | 14.0L N14 | JOGO DE 4 MOLAS | 3081212 | N/a | NOVO | 6 | H. | -
Henrique | Caterpillar | 14G / D6 / D11 | DEGRAU DE ACESSO | 7T-5140 | N/a | NOVO | 1 | H. | -
Henrique | Wärtsilä | 18V38 | CAMISA DE CILINDRO PEÇAS PARA MOTOR WARTSILA IGNIÇÃO P/COMPRESSÃO DIESEL DE AÇO | 1050-001 | N/a | NOVO | 11 | H. | -
Henrique | Wärtsilä | 18V38 | ANEL RASPADOR PARTES DA CAMISA DO CILINDRO PARA MOTOR WARTSILA IGNIÇÃO P/COMPRESSÃO DIESEL | 1050-00718 | N/a | NOVO | 22 | H. | -
Henrique | Wärtsilä | 18V38 | BICO INJETOR PARTES DO INJETOR DE COMBUSTÍVEL PARA MOTORWARTSILA IGNIÇÃO P/COMPRESSÃO DIESEL | 1670-003 | N/a | NOVO | 29 | H. | -
Henrique | Wärtsilä | 18V38 | MOLA PARTES CENTRAL PARA MOTOR WARTSILA IGNIÇÃO P/COMPRESSÃO DIESEL AISI 430 | 2240-005 | N/a | NOVO | 14 | H. | -
Thermo Solutions | Wärtsilä | 22/16 V22/21 | PLUGUE | 111103 | 3692424 | NOVO | 16 | PRATELEIRA 5D | -
Thermo Solutions | Wärtsilä | 22/16 V22/21 | VEDAÇÃO DO EIXO | 120010 | 3692424 | NOVO | 32 | PRATELEIRA 5D | -
Thermo Solutions | Wärtsilä | 22/16 V22/21 | MOLA DE COMPRESSÃO | 123005 | 3692424 | NOVO | 14 | PRATELEIRA 5D | -
Thermo Solutions | Wärtsilä | 22/16 V22/21 | ANEL DE RETENÇÃO | 143017 | 3692424 | NOVO | 32 | PRATELEIRA 5D | -
Thermo Solutions | Wärtsilä | 22/16 V22/21 | PLACA DE DESGASTE | 165016 | 3692424 | NOVO | 16 | PRATELEIRA 5D | -
Thermo Solutions | Wärtsilä | 22/16 V22/21 | HASTE | 167102 | 3692424 | NOVO | 32 | PRATELEIRA 5D | -
Thermo Solutions | Wärtsilä | 22/16 V22/21 | NOZ | 174030 | 3692424 | NOVO | 1 | PRATELEIRA 5D | -
Thermo Solutions | Wärtsilä | 22/16 V22/21 | JUNTA | 200135 | 3692424 | NOVO | 16 | PRATELEIRA 5D | -
Thermo Solutions | Wärtsilä | 22/16 V22/21 | O-RING DESLIZANTE | 211003 | 3692424 | NOVO | 8 | PRATELEIRA 5D | -
Thermo Solutions | Wärtsilä | 22/16 V22/21 | UNIÃO DE TUBOS | 352096 | 3692424 | NOVO | 4 | PRATELEIRA 5D | -
Thermo Solutions | Wärtsilä | 22/16 V22/21 | MANCAL | 100013 | N/a | NOVO | 1 | PRATELEIRA 5E | -
Thermo Solutions | Wärtsilä | 22/16 V22/21 | MANCAL | 100145 | N/a | NOVO | 8 | PRATELEIRA 5E | -
Thermo Solutions | Wärtsilä | 22/16 V22/21 | MANCAL | 100146 | N/a | NOVO | 8 | PRATELEIRA 5E | -
Thermo Solutions | Wärtsilä | 22/16 V22/21 | MANCAL | 100147 | N/a | NOVO | 1 | PRATELEIRA 5E | -
Thermo Solutions | Wärtsilä | 22/16 V22/21 | MANCAL | 111106 | N/a | NOVO | 15 | PRATELEIRA 5E | -
Thermo Solutions | Wärtsilä | 22/16 V22/21 | MANCAL | 111107 | N/a | NOVO | 15 | PRATELEIRA 5E | -
Henrique | N/a | 22/16 V22/21 | JUNTA | 1106991 | N/a | NOVO | 8 | PRATELEIRA 6A | -
Henrique | Wärtsilä | 22/16 V22/21 | JUNTA | 157002 | N/a | NOVO | 4 | PRATELEIRA 6A | -
Henrique | Wärtsilä | 22/16 V22/21 | ELEMENTO FILTRANTE | 470130 | N/a | NOVO | 4 | PRATELEIRA 6C | -
Henrique | Wärtsilä | 22/16 V22/21 | ELEMENTO FILTRANTE | 471135 | N/a | NOVO | 4 | PRATELEIRA 6C | -
Henrique | Wärtsilä | 22/16 V22/21 | SEDE DA VÁVULA | 120002 | N/a | NOVO | 64 | PRATELEIRA 6D | -
Henrique | Caterpillar | 225/3208/PR-1000/613B/PR-500 | JUNTA | 9N0258 | N/a | NOVO | 1 | H. | -
Henrique | Caterpillar | 235B - 235C - 245 - 245B | RETENTOR DA CAT C/ ØINTERNO 138mm - ØEXTERNO 152mm | 8C-3831 | N/a | NOVO | 2 | H. | -
Henrique | NICO | 28/32 | BOMBA DE INJEÇÃO | 68190 | N/a | USADO | 20 | GALPÃO | -
Thermo Solutions | MAN | 28/32 | TROCADOR DE CALOR | 76613 | N/a | USADO | 1 | GALPÃO | -
Henrique | MAN | 28/32 | ANEL-O | 123009 | 3692424 | NOVO | 24 | PRATELEIRA 7 D | -
Henrique | MAN | 28/32 | CAMA DE CILINDRO | 1152579 | N/a | USADO | 9 | GALPÃO | -
Henrique | MAN | 28/32 | JUNTA | 3123490 | 6150112H0032 | NOVO | 1 | PRATELEIRA 7 D | -
Henrique | MAN | 28/32 | JUNTA | 31351565 | S047517031 | NOVO | 12 | PRATELEIRA 7 D | -
Henrique | MAN | 28/32 | ESTACIONAMENTO | 31572102 | 6162504H | NOVO | 110 | PRATELEIRA 7 D | -
Henrique | MAN | 28/32 | CASQUILHO | 10092017196-7 | 1403109-9 | NOVO | 6 | PRATELEIRA 6E | -
Henrique | MAN | 28/32 | VIRABREQUIM | 101180B / 2149.3 | N/a | USADO | 1 | GALPÃO | -
Henrique | MAN | 28/32 | EMBALAGEM | 11CO05978 | 6143003H0110 | NOVO | 6 | PRATELEIRA 7 D | -
Henrique | MAN | 28/32 | BUCHA DA BIELA | 166990-21 | N/a | NOVO | 12 | PRATELEIRA 6D | -
Henrique | MAN | 28/32 | CABEÇA COMPLETA | 28/32 | N/a | USADO | 10 | GALPÃO | -
Henrique | MAN | 28/32 | BIELA | 28/32 | N/a | USADO | 18 | GALPÃO | -
Henrique | MAN | 28/32 | KIT A10 | 5945-40 | N/a | NOVO | 1 | PRATELEIRA 7 B | -
Henrique | MAN | 28/32 | ANEL-O | 60309-05H | 31538814 | NOVO | 4 | PRATELEIRA 7 B | -
Henrique | MAN | 28/32 | MMX | 60430-09H / 0011 | 31351365 | NOVO | 30 | PRATELEIRA 7 D | -
Henrique | MAN | 28/32 | ANEL-O | 60501-13H | N/a | NOVO | 550 | PRATELEIRA 7 B | -
Henrique | MAN | 28/32 | CONEXÃO BANJO | 60501-13H | N/a | NOVO | 15 | PRATELEIRA 8 D | -
Henrique | MAN | 28/32 | ESTOJO | 60501-13H | N/a | NOVO | 6 | PRATELEIRA 8 D | -
Thermo Solutions | MAN | 28/32 | ROLAMENTO | 60501-13H | N/a | NOVO | 3 | PRATELEIRA 9 B | -
Thermo Solutions | MAN | 28/32 | ROTOCAP | 6050221H | 7306/0064 | NOVO | 731 | CHÃO | -
Henrique | MAN | 28/32 | ROTOCAP | 6050221H | 7306/0064 | NOVO | 95 | PRATELEIRA 6G | -
Henrique | MAN | 28/32 | GUIA | 60502-21H | N/a | NOVO | 5 | PRATELEIRA 8 D | -
Henrique | MAN | 28/32 | PEÇA DE PRESSÃO | 60502-21H | N/a | NOVO | 33 | PRATELEIRA 8 D | -
Thermo Solutions | MAN | 28/32 | BALANCINHOS | 60502-21H | N/a | NOVO | 8 | PRATELEIRA 9 E | -
Henrique | MAN | 28/32 | PARAFUSO PLUG | 60502-21H | N/a | NOVO | 9 | PRATELEIRA 8 D | -
Henrique | MAN | 28/32 | ANEL-O | 60510-12H | N/a | NOVO | 200 | PRATELEIRA 7 B | -
Henrique | PETRO DIESEL | 28/32 | BIELA ​​COMPLETA | 60601-34H | N/a | NOVO | 9 | GALPÃO | -
Henrique | MAN | 28/32 | ANEL-O | 60610-195 | N/a | NOVO | 1340 | PRATELEIRA 7 B | -
Henrique | PETRO DIESEL | 28/32 | CAMISAS DE CILINDRO | 60610-19S | N/a | REVISADO | 13 | GALPÃO | -
Henrique | MAN | 28/32 | ANEL-O | 60610-19S | 31584230 | NOVO | 1340 | PRATELEIRA 7 B | -
Henrique | MAN | 28/32 | PARAFUSO SEXTAVADO | 60610-19S | N/a | NOVO | 20 | PRATELEIRA 8 D | -
Henrique | MAN | 28/32 | PARAFUSO | 60701-06H | N/a | NOVO | 3 | PRATELEIRA 8 D | -
Henrique | MAN | 28/32 | PARAFUSO | 60705-11S | N/a | NOVO | 2 | PRATELEIRA 8 D | -
Henrique | MAN | 28/32 | ANEL-O | 60801-145 | N/a | NOVO | 110 | PRATELEIRA 7 B | -
Henrique | MAN | 28/32 | ANEL DE VEDAÇÃO | 60801-145 | N/a | NOVO | 440 | PRATELEIRA 7 B | -
Henrique | MAN | 28/32 | ANEL-O | 60801-14H | N/a | NOVO | 200 | PRATELEIRA 7 B | -
Henrique | MAN | 28/32 | ANEL-O | 60801-14S | 31584230 | NOVO | 442 | PRATELEIRA 7 B | -
Henrique | MAN | 28/32 | ANEL-O | 60801-14S | N/a | NOVO | 110 | PRATELEIRA 7 B | -
Henrique | MAN | 28/32 | JUNTA | 6080114S 008 | 6080114S 008 | NOVO | 42 | PRATELEIRA 7 D | -
Henrique | MAN | 28/32 | ANEL-O | 60901-07H | N/a | NOVO | 7 | PRATELEIRA 7 B | -
Henrique | MAN | 28/32 | DISCOTECA | 60901-07H | N/a | NOVO | 4 | PRATELEIRA 8 D | -
Henrique | MAN | 28/32 | ENGRENAGEM | 60901-07H | N/a | NOVO | 3 | PRATELEIRA 8 D | -
Henrique | MAN | 28/32 | LIMITADOR DE CILINDRO | 60902-13H | N/a | NOVO | 15 | PRATELEIRA 8 D | -
Henrique | MAN | 28/32 | ANÉIS DE GUARNIÇÃO | 60903-28H | N/a | NOVO | 7 | PRATELEIRA 7 B | -
Henrique | MAN | 28/32 | SOBREVELOCIDADE DA VÁVULA | 60903-38H | N/a | NOVO | 5 | PRATELEIRA 8 D | -
Henrique | MAN | 28/32 | VÁVULA | 60905-21H | N/a | NOVO | 2 | PRATELEIRA 8 D | -
Henrique | MAN | 28/32 | AMORTECEDOR DE SAÇÃO COMPLETA | 60905-27H | N/a | NOVO | 4 | PRATELEIRA 8 D | -
Henrique | MAN | 28/32 | VÁVULA 3 VIAS | 60905-27H | N/a | NOVO | 3 | PRATELEIRA 8 D | -
Henrique | MAN | 28/32 | VÁVULA AGULHA | 60905-27H | N/a | NOVO | 7 | PRATELEIRA 8 D | -
Henrique | MAN | 28/32 | AMORTECEDOR DE VIBRAÇÃO | 60905-27H | N/a | NOVO | 4 | PRATELEIRA 8 D | -
Henrique | MAN | 28/32 | ANEL-O | 60905-35H-08 | N/a | NOVO | 2 | PRATELEIRA 7 B | -
Henrique | MAN | 28/32 | PARAFUSO SEXTAVADO | 61001-15H | N/a | NOVO | 24 | PRATELEIRA 8 D | -
Henrique | MAN | 28/32 | ANEL | 61101-115 | N/a | NOVO | 80 | PRATELEIRA 7 B | -
Henrique | MAN | 28/32 | TAMPA DE PROTEÇÃO | 61101-11S | N/a | NOVO | 70 | PRATELEIRA 5G | -
Henrique | MAN | 28/32 | TAMPA DE CÁRTER | 6110612S 0012 | N/a | NOVO | 8 | PRATELEIRA 6G | -
Henrique | MAN | 28/32 | ANEL-O | 61202-27H | N/a | NOVO | 218 | PRATELEIRA 7 B | -
Henrique | MAN | 28/32 | JUNTA | 61202-27H-21 | 11CO06094 | NOVO | 9 | PRATELEIRA 7 D | -
Henrique | MAN | 28/32 | ANEL-O | 61202-32H | N/a | NOVO | 80 | PRATELEIRA 7 B | -
Thermo Solutions | MAN | 28/32 | VÁVULA BOLA | 61210-02H | N/a | NOVO | 6 | PRATELEIRA 8 D | -
Henrique | MAN | 28/32 | ANEL-O | 61309-05H | N/a | NOVO | 40 | PRATELEIRA 7 B | -
Thermo Solutions | MAN | 28/32 | ROTOR (ENGRENAGEM) | 61309-05H | N/a | NOVO | 2 | PRATELEIRA 8 D | -
Thermo Solutions | MAN | 28/32 | VÁVULA ELÉTRICA | 61314-03H | N/a | NOVO | 2 | PRATELEIRA 8 D | -
Thermo Solutions | MAN | 28/32 | ANEL DE BACKUP | 61401-03H | N/a | NOVO | 27 | PRATELEIRA 7 B | -
Thermo Solutions | MAN | 28/32 | ANEL-O | 61401-03H | N/a | NOVO | 27 | PRATELEIRA 7 B | -
Henrique | MAN | 28/32 | N / D | 61401-08H / 0015 | 31359302 | NOVO | 100 | PRATELEIRA 7 C | -
Thermo Solutions | MAN | 28/32 | ANEL-O | 61401-094 | N/a | NOVO | 70 | PRATELEIRA 7 B | -
Thermo Solutions | MAN | 28/32 | ANEL DE BACKUP | 61401-09H | N/a | NOVO | 140 | PRATELEIRA 7 B | -
Henrique | MAN | 28/32 | INJETORES DE BOMBA O-RING | 61401-09H | N/a | NOVO | 30 | PRATELEIRA 7 B | -
Henrique | MAN | 28/32 | ANEL DE VEDAÇÃO | 61402-06H | N/a | NOVO | 1900 | PRATELEIRA 7 B | -
Henrique | MAN | 28/32 | O-RING BICO INJETOR | 61402-06H | N/a | NOVO | 18 | PRATELEIRA 7 B | -
Thermo Solutions | MAN | 28/32 | PORCA DE CAPA | 61402-06H | N/a | NOVO | 12 | PRATELEIRA 8 D | -
Thermo Solutions | MAN | 28/32 | PINO PARA O BICO INJETOR | 61402-06H | N/a | NOVO | 60 | PRATELEIRA 8 D | -
Henrique | MAN | 28/32 | ANEL-O | 61402-06H-200 | N/a | NOVO | 219 | PRATELEIRA 7 B | -
Henrique | MAN | 28/32 | ANEL-O | 61402-06M | N/a | NOVO | 430 | PRATELEIRA 7 B | -
Henrique | MAN | 28/32 | ANEL-O | 61403-14H | N/a | NOVO | 10 | PRATELEIRA 7 B | -
Henrique | MAN | 28/32 | ANEL-O | 61404-06M | N/a | NOVO | 240 | PRATELEIRA 7 B | -
Thermo Solutions | MAN | 28/32 | CONEXÃO JOELHO | 61430-03H | N/a | NOVO | 6 | PRATELEIRA 8 D | -
Thermo Solutions | MAN | 28/32 | PARAFUSO DE CONEXÃO | 61430-03H | N/a | NOVO | 6 | PRATELEIRA 8 D | -
Henrique | MAN | 28/32 | ANEL-O | 61501-13H | N/a | NOVO | 90 | PRATELEIRA 7 B | -
Henrique | MAN | 28/32 | LUB. BOMBA DE ÓLEO COMPLETA | 61501-22H / 623849 | N/a | NOVO | 1 | GALPÃO | -
Henrique | MAN | 28/32 | ANEL-O | 61503-08H | N/a | NOVO | 14 | PRATELEIRA 7 B | -
Henrique | MAN | 28/32 | ANEL-O | 61604-07H | N/a | NOVO | 20 | PRATELEIRA 7 B | -
Henrique | MAN | 28/32 | N / D | 61610-05H | 31236258 | NOVO | 2 | PRATELEIRA 7 B | -
Henrique | MAN | 28/32 | ANEL DE VEDAÇÃO DE ÓLEO | 61610-05H | N/a | NOVO | 20 | PRATELEIRA 7 B | -
Henrique | MAN | 28/32 | BOMBA DE ÁGUA | 61610-05H / SH6B17 | N/a | USADO | 3 | GALPÃO | -
Henrique | MAN | 28/32 | JUNTA TRIÂNGULAR | 6162504H | N/a | NOVO | 24 | PRATELEIRA 7 D | -
Henrique | PARKER | 28/32 | FILTRO DE COMBUSTÍVEL | HOCP 30840-B | N/a | NOVO | 16 | GALPÃO | -
Henrique | PARKER | 28/32 | FILTRO DE COMBUSTÍVEL | HOCP 44840-B | N/a | NOVO | 7 | GALPÃO | -
Henrique | PARKER | 28/32 | HANNIFIN/RACOR | HSP-30410 | N/a | NOVO | 17 | GALPÃO | -
Henrique | PARKER | 28/32 | HANNIFIN/RACOR | HSP-44410 | N/a | NOVO | 7 | GALPÃO | -
Henrique | MAN | 28/32 | ANEL-O | K010-00 | N/a | NOVO | 2 | PRATELEIRA 7 B | -
Henrique | MAN | 28/32 | ANEL-O | N/a | 31228446 | NOVO | 3 | PRATELEIRA 7 B | -
Henrique | MAN | 28/32 | O-RING DA VÁLVULA | N/a | N/a | NOVO | 24 | PRATELEIRA 7 B | -
Henrique | MAN | 28/32 | O-RING DO CILINDRO | N/a | N/a | NOVO | 6 | PRATELEIRA 7 B | -
Henrique | MAN | 28/32 | ANEL-O | NR24-5047 | N/a | NOVO | 15 | PRATELEIRA 7 B | -
Henrique | REGULATEURS EUROPE | 28/32 | GOVERNADOR | PN-0827286 | N/a | USADO | 5 | GALPÃO | -
Thermo Solutions | INGERSOLL RAND | 28/32 | MOTOR DE PARTIDA | SP060221050 | N/a | USADO | 4 | GALPÃO | -
Thermo Solutions | INGERSOLL RAND | 28/32 | ARRANQUE PNEUMÁTICO | SP06221050 | ST750GBDP03L92-3M | USADO | 4 | GALPÃO | -
Thermo Solutions | MAN | 28/32H | PAR TERMOELÉTRICO | 615923 | 1606340-8 | NOVO | 5 | PRATELEIRA 7 C | -
Henrique | MAN | 28/32H | ROLAMENTO | 114-03-A03 | N/a | NOVO | 52 | PRATELEIRA 10 E | -
Thermo Solutions | MAN | 28/32H | PARAFUSO E ESPAÇADOR | 29S139 546-005 3KIT | N/a | NOVO | 1 | PRATELEIRA 10 A | -
Henrique | MAN | 28/32H | RESTRIÇÃO | 3/4 61430-03H | N/a | NOVO | 5 | PRATELEIRA 10 C | -
Henrique | MAN | 28/32H | PEÇA ROSQUEADA | 434-17-001A | N/a | NOVO | 14 | PRATELEIRA 10E | -
Henrique | MAN | 28/32H | MANGUEIRA DO MEDIDOR DE PRESSÃO | 60005-27H / 0016 | 31300424 | NOVO | 7 | PRATELEIRA 7 C | -
Henrique | MAN | 28/32H | ANEL DA SEDE DA VÁLVULA EXAUSTÃO | 60501-13H | 28 | NOVO | 52 | PRATELEIRA 10 C | -
Thermo Solutions | MAN | 28/32H | DISTÂNCIA | 60501-13H / 0009 | 31233480 | NOVO | 2 | PRATELEIRA 7 C | -
Henrique | MAN | 28/32H | EIXO DO BALANCINHOS | 60502-21H | N/a | NOVO | 15 | PRATELEIRA 10 D | -
Henrique | MAN | 28/32H | PARAFUSO DE APOIO | 60502-21H | N/a | NOVO | 66 | PRATELEIRA 10 D | -
Thermo Solutions | MAN | 28/32H | ANEL CONICO | 60502-21H0008 | N/a | NOVO | 367 | PRATELEIRA 7 C | -
Henrique | MAN | 28/32H | VÁVULA INDICADORA | 60508-11H | N/a | NOVO | 2 | PRATELEIRA 10 D | -
Henrique | MAN | 28/32H | MANCAL | 60601-13H | N/a | NOVO | 1 | PRATELEIRA 10 C | -
Thermo Solutions | MAN | 28/32H | TUBO | 60701-06 | N/a | NOVO | 1 | PRATELEIRA 10 A | -
Henrique | MAN | 28/32H | BATEDOR DE VARETA | 60801-14S | N/a | NOVO | 20 | PRATELEIRA 10 C | -
Thermo Solutions | MAN | 28/32H | PINOP DIVISOR | 60901-07H-0018 | N/a | NOVO | 1 | PRATELEIRA 7 C | -
Thermo Solutions | MAN | 28/32H | INTERRUPTOR DE NÍVEL | 60905-35H / 0008 | 31466446 | NOVO | 4 | PRATELEIRA 7 C | -
Thermo Solutions | MAN | 28/32H | ARRUELAS | 61001-15001 | N/a | NOVO | 24 | PRATELEIRA 7 C | -
Henrique | MAN | 28/32H | PORCA + MANOPLA | 61002-07H + 60510-12H | N/a | NOVO | 71 | PRATELEIRA 10 D | -
Henrique | MAN | 28/32H | PORCA PARAFUSO DO MANCAL PRINCIPAL | 61101-11S | N/a | NOVO | 23 | PRATELEIRA 10 D | -
Thermo Solutions | MAN | 28/32H | ANEL-O | 61202-27H / 32 | 31584230 | NOVO | 120 | PRATELEIRA 7 C | -
Thermo Solutions | MAN | 28/32H | ANEL DE BACKUP | 61401-03H-26 | N/a | NOVO | 99 | PRATELEIRA 7 C | -
Thermo Solutions | MAN | 28/32H | ASSENTO DE SERVIÇO | 61401-09H / 0025 | 1318706 | NOVO | 21 | PRATELEIRA 7 C | -
Thermo Solutions | MAN | 28/32H | JUNTA | 61430-03H / 0008 | 31351565 | NOVO | 118 | PRATELEIRA 7 D | -
Thermo Solutions | MAN | 28/32H | VÁLVULA DE NÃO RETORNO | 61430-03H / 0278 | 31548299 | NOVO | 3 | PRATELEIRA 7 C | -
Thermo Solutions | MAN | 28/32H | TUBO DE RAMIFICAÇÃO DE ÓLEO LUBRIFICANTE | 61430-03H-0087 | 11CO05978 | NOVO | 6 | PRATELEIRA 7 C | -
Thermo Solutions | MAN | 28/32H | CASAL DE ESTUDANTE MASCULINO RETO | 61430-03H-0109 | 11CO05978 | NOVO | 2 | PRATELEIRA 7 C | -
Thermo Solutions | MAN | 28/32H | ARRUELA ELÁSTICA | 61430-03H-0146 | 11CO05978 | NOVO | 5 | PRATELEIRA 7 C | -
Thermo Solutions | MAN | 28/32H | TUBO DE DRENAGEM F. CABEÇA DE CILINDRO | 61430-03H-0205 | 11CO05978 | NOVO | 6 | PRATELEIRA 7 C | -
Thermo Solutions | MAN | 28/32H | CONECTOR MACHO | 61430-03H-0325 | 11CO05973 | NOVO | 3 | PRATELEIRA 7 C | -
Thermo Solutions | MAN | 28/32H | TUBO DE DRENAGEM F. CABEÇA DE CILINDRO | 61430-03H-0362 | 11CO05978 | NOVO | 6 | PRATELEIRA 7 C | -
Thermo Solutions | MAN | 28/32H | ÔNIBUS | 61501-22H / 0006 | 31233491 | NOVO | 4 | PRATELEIRA 7 C | -
Thermo Solutions | MAN | 28/32H | ANEL DE SUPORTE | 61604-07H / 006 | 31300424 | NOVO | 44 | PRATELEIRA 7 C | -
Thermo Solutions | MAN | 28/32H | VEDAÇÃO ROTATIVA | 61610-05H | N/a | NOVO | 12 | PRATELEIRA 10 A | -
Henrique | MAN | 28/32H | BOCAL | F6950022B | N/a | NOVO | 110 | PRATELEIRA 10 B | -
Henrique | MAN | 28/32H | ROTOR DA TURBINA | IM03109 | N/a | NOVO | 2 | PRATELEIRA 10 E | -
Henrique | MAN | 28/32H | KIT DE PEÇA DE REPOSIÇÃO | K614-01 | N/a | NOVO | 98 | PRATELEIRA 10 B | -
Henrique | MAN | 28/32H | KIT O-RING | K614-01 | N/a | NOVO | 20 | PRATELEIRA 10 C | -
Thermo Solutions | MAN | 28/32H | INTERRUPTOR DE NÍVEL | LAL28 | 312334S0 | NOVO | 1 | PRATELEIRA 7 C | -
Thermo Solutions | N/a | 28/32H | PORCA MAGNÉTICA | NR24S047/520-124 | N/a | NOVO | 3 | PRATELEIRA 7 C | -
Henrique | MAN | 28/32H | ACOPLAMENTO VULKAN | S46566/8 | N/a | NOVO | 3 | PRATELEIRA 10 C | -
Henrique | MAN | 28/32H | COM RODA DE ENGRENAGEM | SEM | N/a | NOVO | 1 | PRATELEIRA 10 A | -
Henrique | MAN | 28/32H | BICO DE COMBUSTÍVEL | SEM ESPECIFICAÇÃO | N/a | NOVO | 234 | PRATELEIRA 10 B | -
Henrique | MAN | 28/32H | ANEL-O | SEM ESPECIFICAÇÃO | N/a | NOVO | 23 | PRATELEIRA 10 C | -
Henrique | MAN | 28/32H | VÁLVULA | SMV 150 61310-03H | N/a | NOVO | 4 | PRATELEIRA 10 C | -
Thermo Solutions | MAN | 28/32H | ROTOR DA TURBINA | X11153004433 | N/a | NOVO | 2 | PRATELEIRA 10 E | -
Henrique | Caterpillar | 311D LRR/312B L/312C/312D/312E/314D LCR/314E LCR/315/315B | BUCHA PARTIDA Ø90,5xØ85,5mm P/ TRATORES CATERPILLAR | 114-0756 | N/a | NOVO | 2 | H. | -
Henrique | Caterpillar | 318C 318E L 318F L 319C 319D 319D L 319D LN 320 320 GC | ROLAMENTO ESFERA Ø200xØ95mm P/ ESCAVADEIRA CATERPILLAR | 095-1022 | N/a | NOVO | 1 | H. | -
Henrique | Caterpillar | 318C/318EL/319C/319D/319DL/319DLN/320C/320C FM | ROLAMENTO ESFERA Ø160xØ90mm P/ CATERPILLAR | 148-4643 | N/a | NOVO | 1 | H. | -
Henrique | Caterpillar | 3208/3204/PR-1000/D4HTSK II/931B | VÁLVULA DE ALÍVIO ØMENOR 18mm - ØMAIOR 23mm - ØEXTERNO 27,5mm - COMP. 56mm | 1N-3165 | N/a | NOVO | 2 | H. | -
Henrique | Caterpillar | 3208/613B/CS-553/225B/12H | RETENTOR - ØINTERNO 22mm - ØEXTERNO 28mm - ESPESSURA 3mm | 9N2281 | N/a | NOVO | 4 | H. | -
Henrique | Caterpillar | 3208/613C/231D/FB221/PR-1000C | RETENTOR DA MOLA P/ VÁLVULA - ØINTERNO 10.5mm - ØEXTERNO 39.5mm | 9N5497 | N/a | NOVO | 8 | H. | -
Henrique | Caterpillar | 3208/613C/CB-614/CS-553 | PAR DE BRONZINA - ØINTERNO 88mm - ØEXTERNO 94mm | 4W-8092 | N/a | NOVO | 1 | H. | -
Henrique | Caterpillar | 3208/613C/CB-614/PS-500 | 8 PARES DE BRONZINA STD - ØINTERNO 68.5mm - ØEXTERNO 74mm - LARGURA 25.5mm | 7E7894 | N/a | NOVO | 8 | H. | -
Henrique | Caterpillar | 3208/725C/G3606/C280-16/R2900G | ANEL DE VEDAÇÃO - ØINTERNO 180mm - ØEXTERNO 190.5mm - ESPESSURA 5mm | 6V5102 | N/a | NOVO | 1 | H. | -
Henrique | Caterpillar | 320B/320C/321C | BUCHA Ø95xØ80mm P/ CATERPILLAR | 326-6271 | N/a | NOVO | 1 | H. | -
Henrique | Caterpillar | 3306B/D1000/3406/3408C/D333C | JUNTA - ØINTERNO 192mm - ØMENOR 14mm - ØEXTERNO 238 - ESPESSURA 2mm | 2W7862 | N/a | NOVO | 1 | H. | -
Henrique | Caterpillar | 3508/834U/992D | PORCA - 1/2"-13G - SEXTAVADO 19mm | 1B5357 | N/a | NOVO | 6 | H. | -
Henrique | Caterpillar | 3516E | SENSOR DE TEMPERATURA PARA MOTOR | 3832978 | N/a | NOVO | 5 | H. | -
Thermo Solutions | Caterpillar | 3606 - 3616 / C280-16 | CAMISAS DO CILINDRO P/ BLOCO MOTOR GERADORES CATERPILLAR | 343-4444 | N/a | NOVO | 6 | H. | -
Thermo Solutions | Caterpillar | 3606 - 3618 / C280 | ANEL DE RETENTOR P/ GRUPO GERADOR | 1W-0118 | N/a | NOVO | 48 | H. | -
Henrique | Cummins | 4B 3.9L/6A 3.4L/6B 5.9L/QSB/CM2150 | KIT DE PISTÃO | 4089737 | N/a | NOVO | 2 | H. | -
Thermo Solutions | Cummins | 4BT/6BT/EQB | SENSOR DE TEMPERATURA | 3974647 | N/a | NOVO | 1 | H. | -
Henrique | Cummins | 6B/6BT/6B 5.9L/6BTA 5.9L/6B59 | CORREIA | 3288856 | N/a | NOVO | 3 | H. | -
Henrique | Cummins | 6CT | BALANCEADOR HARMÔNICO | 3967040 | N/a | NOVO | 7 | H. | -
Thermo Solutions | Cummins | 6CT 8.3L | CORREIA DO VENTILADOR | 3289648 | N/a | NOVO | 1 | H. | -
Thermo Solutions | INTERSTATE MCBEE | 71 TRUNK | JUNTA CONJUNTO DE VEDAÇÃO INTEGRAL STD 149 | A-23522737 | N/a | NOVO | 1 | 11A | -
Henrique | INTERSTATE MCBEE | 71 TRUNK | VÁLVULA GUIA | A-5129919 | N/a | NOVO | 12 | 11A | -
Thermo Solutions | INTERSTATE MCBEE | 71 TRUNK | JUNTA DE CONJUNTO-CILINDRO | A-5149597 | N/a | NOVO | 2 | 11A | -
Thermo Solutions | INTERSTATE MCBEE | 71 TRUNK | KIT -INSTALAÇÃO DE SOPRADOR 6VT | A-5149641 | N/a | NOVO | 2 | 11A | -
Thermo Solutions | INTERSTATE MCBEE | 71 TRUNK | KIT-INSTALAÇÃO DO SOPRADOR | A-5192753 | N/a | NOVO | 1 | 11A | -
Thermo Solutions | INTERSTATE MCBEE | 71 TRUNK | JUNTA CONJUNTO-6/8V71 | A-5196376 | N/a | NOVO | 2 | 11A | -
Henrique | INTERSTATE MCBEE | 71 TRUNK | CONJUNTO DE JUNTAS - CABEÇA DE CILINDRO 12V1 | A-5196382 | N/a | NOVO | 5 | 11A | -
Henrique | INTERSTATE MCBEE | 71 TRUNK | PONTA DE PULVERIZAÇÃO - 149 - N - LS | A-5227142 | N/a | NOVO | 16 | 11A | -
Henrique | INTERSTATE MCBEE | 71 TRUNK | ASSENTO-GUIA DE VÁLVULA-EXAUSTÃO | A-8921209 | N/a | NOVO | 25 | 11A | -
Thermo Solutions | INTERSTATE MCBEE | 71 TRUNK | KIT-TUBO INJETOR | A-8925981 | N/a | NOVO | 1 | 11A | -
Thermo Solutions | INTERSTATE MCBEE | 71 TRUNK | KIT-GOVERNADOR DE REPARO DE PESO ÚNICO | A-IDS02825 | N/a | NOVO | 1 | 11A | -
Thermo Solutions | INTERSTATE MCBEE | 71 TRUNK | KIT-GOVERNADOR REPARADOR PESO DUPLO | A-IDS29397 | N/a | NOVO | 1 | 11A | -
Thermo Solutions | INTERSTATE MCBEE | 71 TRUNK | CROW-149 17:1 NARROW FIRE RNG | A-23502671 | N/a | NOVO | 8 | 11B | -
Henrique | INTERSTATE MCBEE | 71 TRUNK | KIT CILINDRO SEM LINHA 71 XHT | ALCK 22485 | N/a | NOVO | 15 | 11B | -
Henrique | INTERSTATE MCBEE | 71 TRUNK | KIT CILINDRO SEM LINHA XH NA 18.7:1 | A-LCK 22949 | N/a | NOVO | 19 | 11B | -
Thermo Solutions | INTERSTATE MCBEE | 71 TRUNK | KIT DE CILINDRO SEM LINHA, 71 | A-LCK 5306 | N/a | NOVO | 11 | 11B | -
Thermo Solutions | INTERSTATE MCBEE | 71 TRUNK | PISTÃO, COM PINO | M-9Y7212P | N/a | NOVO | 8 | 11B | -
Thermo Solutions | INTERSTATE MCBEE | 71 TRUNK | LINER, CILINDRO COM VEDANTES | M1979322WS | N/a | NOVO | 38 | 1A e 1B | -
Thermo Solutions | Caterpillar | 773G / 775G | PARA-LAMA P/ CAMINHÃO CATERPILLAR | 339-6647 | N/a | NOVO | 1 | H. | -
Thermo Solutions | Caterpillar | 785G / 785D / 785C / 784B / 784C | ENGRENAGEM CUBO DRIVE GP-FINAL (DENTES INTERNO 122 / EXTERNO 108) | 106-6532 | N/a | NOVO | 1 | H. | -
Thermo Solutions | Cummins | 855 14L | ANEL RETENTOR Ø54xØ31mm | 3038997 | N/a | NOVO | 1 | H. | -
Henrique | Caterpillar | 902 /910K/303/854K/3208/3306B/120M/D11R/725C | AMOTERCEDOR DO RADIADOR - ØINTERNO 10,5mm - ØEXTERNO DO PILOTO 24mm - ØEXTERNO DA CABEÇA 32mm | 6N6984 | N/a | NOVO | 1 | H. | -
Henrique | Caterpillar | 910E/307D/CB-434/3208/446D | FILTRO DE ÓLEO DO MOTOR - ØEXTERNO 108mm | 1R0714 | N/a | NOVO | 8 | H. | -
Thermo Solutions | Deutz | 914/912/912W/913 | BOMBA DE ÓLEO P/ TRATOR MOTORES DEUTZ 914/912/912W/913 | 4234146 | N/a | NOVO | 1 | H. | -
Henrique | Caterpillar | 950L/RM500B/836K/225D/R1700K | ANEL DE VEDAÇÃO - ØINTERNO 40mm - ØEXTERNO 48mm - ESPESSURA - 3,5mm | 1188586 | N/a | NOVO | 4 | H. | -
Henrique | Caterpillar | 966G II/3116/3508 /W345B II/160H/R1700 II | ANEL DE VEDAÇÃO - ØINTERNO 106mm - ØEXTERNO 117mm - ESPESSURA 5.5mm | 6V5504 | N/a | NOVO | 2 | H. | -
Henrique | Caterpillar | 980/3408/769B/302.7D/657E/R1700 II | ANEL DE VEDAÇÃO - ØINTERNO 108mm - ØEXTERNO 120mm - ESPESSURA 5.5mm | 1S1225 | N/a | NOVO | 2 | H. | -
Henrique | Caterpillar | 980G / 980G II / 980H | CONJUNTO DE PISTÃO HIDRÁULICO P/ CARREGADEIRAS DE RODAS CAT | 374-4646 | N/a | NOVO | 1 | H. | -
Henrique | Caterpillar | 994F / 994H | CONJUNTO PROTETOR P/ CARREGADEIRAS CATERPILLAR | 347-7240 | N/a | NOVO | 1 | H. | -
Thermo Solutions | Deutz | BF6L912 | CONJUNTO DE ANÉIS DE PISTÃO P/ MOTORES DEUTZ BF6L912 | 4152185 | N/a | NOVO | 6 | H. | -
Thermo Solutions | Caterpillar | CB-614/CP-553/3208/3412/PS-500 | MEIA BRONZINA - RAIO INTERIOR 44mm - RAIO EXTERIOR 47mm | 4W-8092 | N/a | NOVO | 4 | H. | -
Thermo Solutions | Caterpillar | CCS7/CP-44B/CS-44B | CHICOTE ELÉTRICO P/ NIVELADORAS DE SOLO CATERPILLAR | 579-7215 | N/a | NOVO | 2 | H. | -
Henrique | Caterpillar | CG170 V12, V16, V20 | CABEÇOTE P/ GERADORES A GÁS MWM TCG E CAT | 12453348 | N/a | NOVO | 1 | H. | -
Thermo Solutions | Caterpillar | CS-551/231D/227/PR-1000 | PAR DE BRONZINA - ØINTERNO 88mm - ØEXTERNO 94mm | 4W-8093 | N/a | NOVO | 1 | H. | -
Henrique | Caterpillar | D10 / 775 / 773 / 990 / 992K / 993 | CABEÇOTE 6 CILINDROS EM LINHA 24 VÁLVULAS P/ CATERPILLAR | 357-7398 | N/a | NOVO | 1 | H. | -
Thermo Solutions | Caterpillar | D342 /3208/D342C | JUNTA - ØINTERNO 35Mmm - ØEXTERNO 45mm - ESPESSURA 1mm | 6B7042 | N/a | NOVO | 4 | H. | -
Thermo Solutions | Deutz | D4D | CASQUILHO | 4252857 | N/a | NOVO | 2 | H. | -
Thermo Solutions | Deutz | D4D | VÁLVULA ESCAPE P/ MOTOR D4D DEUTZ | N/A | N/a | NOVO | 6 | H. | -
Henrique | Caterpillar | D5 / D6 / 561 / 517 / 527 | ENGRENAGEM CENTRAL Ø75mm 32 DENTES / Ø45mm 29 DENTES | 8E-8117 | N/a | NOVO | 72 | H. | -
Thermo Solutions | Caterpillar | D6 / D7 | CONJUNTO CHAPA P/ MONTAGEM - ACOMPANHA (349-4935 x4) (8T-4956 x8) (7X-3391 x8) | 441-9377 | N/a | NOVO | 2 | H. | -
Henrique | Cummins | DODGE RAM 2007-2008 6.7L 24V | CILINDRO INJETOR DE COMBUSTÍVEL | 4935982 | N/a | NOVO | 116 | H. | -
Thermo Solutions | Caterpillar | E180/EL180/CB-614/IT28B | BUCHA ØINTERNO 37mm - ØEXTERNO 41.5mm - ROSCA 1-1/2" | 9N5082 | N/a | NOVO | 8 | H. | -
Henrique | Caterpillar | E180L/FB221/IT18/IT28/PR1000/PS500 | PISTÃO ØEXTERNO 113mm + PINO ØINTERNO 22mm - ØEXTERNO 38mm + ANEIS P/ PISTÃO ØINTERNO 110mm - ØEXTERNO 119mm - ESPESSURA 3mm + ANEL TRAVA | 2W4831 | N/a | NOVO | 8 | H. | -
Thermo Solutions | Caterpillar | EMPILHADEIRAS | MANGUEIRA DE NYLON | 05748-39592 | N/a | NOVO | 1 | H. | -
Henrique | Caterpillar | EMPILHADEIRAS | TUBO HIDRAULICO | 2G4302100 | N/a | NOVO | 1 | H. | -
Henrique | Caterpillar | EMPILHADEIRAS | TUBO HIDRAULICO | 92G4301900 | N/a | NOVO | 1 | H. | -
Henrique | Caterpillar | EMPILHADEIRAS | MANGUEIRA HIDRÁULICA 20.5MPA | 95N01-10400 | N/a | NOVO | 1 | H. | -
Henrique | Cummins | EPA13 6.7L ISB/QSB | KIT 5 JUNTAS | 3949910 | N/a | NOVO | 370 | H. | -
Henrique | Cummins | EPA13 6.7L ISB/QSB | CORREIA DE BORRACHA | 3974247 | N/a | NOVO | 4 | H. | -
Henrique | Cummins | F-00B-L0J-014 | BICO INJETOR DE COMBUSTIVEL BOSCH | 4964172 | N/a | NOVO | 1 | H. | -
Henrique | Cummins | F-00B-L0J-015 | KIT BICO INJETOR DE COMBUSTIVEL BOSCH C/ PEÇAS DE REPOSIÇÃO | 4964172 | N/a | NOVO | 2 | H. | -
Thermo Solutions | Deutz | F3L/F3M/F4L/F4M/1011/2011 | VÁLVULA DE DESLIGAMENTO DE COMBUSTIVEL p/ TRATORES DEUTZ F3L/F3M/F4L/F4M/1011/2011 | 0410-3812 | N/a | NOVO | 3 | H. | -
Henrique | Caterpillar | FB221/1160/ 613C | VÁLVULA DE ADMISSÃO - ØEIXO 9.5mm - ØEIXO BASE 53mm - COMP. EIXO 126mm | 9L7682 | N/a | NOVO | 8 | H. | -
Thermo Solutions | Deutz | FL912/FL913 | CONJUNTO C/ 10 PARAFUSOS 225mm DO CABEÇOTE P/ MOTORES DEUTZ FL912/FL913 | 2101681 | N/a | NOVO | 2 | H. | -
Thermo Solutions | Caterpillar | G910/613B/PR-1000C/935C II | DESVIO DE ÓLEO ØINTERNO 27mm - ØEXTERNO 34mm - COMP.83.5mm - 1-1/2" 12G | 7W-0239 | N/a | NOVO | 2 | H. | -
Henrique | Caterpillar | G926/3208/IT28B/EL180/FB221/613C/3204 | JUNTA DO CABEÇOTE (7W2059) - ØDO PISTAO 120mm | 3801548 | N/a | NOVO | 1 | H. | -
Henrique | Caterpillar | G926/3208/IT28B/EL180/FB221/613C/3204 | JUNTA DO CABEÇOTE - ØDO PISTAO 120mm | 7W2059 | N/a | NOVO | 2 | H. | -
Henrique | Cummins | HX82 | KIT DE REPARO | 4027970 | N/a | NOVO | 1 | H. | -
Thermo Solutions | Cummins | ISC 8.3 6 CIL | CORREIA | 3289514 | N/a | NOVO | 25 | H. | -
Thermo Solutions | Cummins | ISC/ISL TIER 2 8.3L | INJETOR DE COMBUSTÍVEL | 4089278 | N/a | NOVO | 4 | H. | -
Thermo Solutions | Cummins | ISC/ISL TIER 2 8.3L | JUNTA DA CARCAÇA DE DISTRIBUIÇÃO | 5264477 | N/a | NOVO | 8 | H. | -
Thermo Solutions | Cummins | ISF 2.8 | REFRIGERADOR DE GAS DE ESCAPAMENTO | 5310100 | N/a | NOVO | 1 | H. | -
Thermo Solutions | Cummins | ISF 2.8L | BRONZINA STD | 5284537 | N/a | NOVO | 14 | H. | -
Thermo Solutions | Cummins | ISF 2.8L | ANEL Ø39xØ35mm TRAVA PINO PISTÃO | 5311011 | N/a | NOVO | 58 | H. | -
Thermo Solutions | Cummins | ISF 2.8L | CONEXÃO DO TUBO DE DRENAGEM DE ÓLEO | 5340176 | N/a | NOVO | 1 | H. | -
Thermo Solutions | Cummins | ISF/QSF 2.8L | BRAÇADEIRA DE MANGUEIRA Ø23xØ20mm | 3944814 | N/a | NOVO | 1 | H. | -
Thermo Solutions | Cummins | ISLe310-30/ISF2.8s3129T/B190-33/C280-33/C245-33/ISDe180-50/QSM11-335/M11-C350 | KIT DE ENGRENAGEM | 4066547 | N/a | NOVO | 2 | H. | -
Thermo Solutions | Cummins | ISX/QSX15/ISF/ISX15 | ROLAMENTO Ø68xØ38,6mm | 3935644 | N/a | NOVO | 2 | H. | -
Thermo Solutions | Cummins | K38/K50/K50-DPM | JUNTA DA TAMPA DO COLETOR DE ÁGUA | 3637727 | N/a | NOVO | 3 | H. | -
Thermo Solutions | Cummins | KT38-P700 | CHICOTE ELÉTRICO | 3658860 | N/a | NOVO | 3 | H. | -
Thermo Solutions | Cummins | KTA19 / QSK19 | KIT DE PISTÃO (C/ ANEL TRAVA) | 4955325 | N/a | NOVO | 2 | H. | -
Thermo Solutions | Cummins | KTA19 / QSK19 | KIT DE PISTÃO (S/ ANEL TRAVA) | 4955325 | N/a | NOVO | 2 | H. | -
Thermo Solutions | Cummins | KTA19 / QSK19 / QSK60 / QSK95 | KIT DE VÁLVULA DE ADMISSÃO | 2881815 | N/a | NOVO | 8 | H. | -
Thermo Solutions | Cummins | KTA38 | JUNTA DO FILTRO DE ÓLEO | 3629387 | N/a | NOVO | 4 | H. | -
Thermo Solutions | Cummins | LTA10 | KIT 12 CASQUILHO DA BIELA | 3016761 | N/a | NOVO | 1 | H. | -
Henrique | N/a | MDR 3/35 | TERMOSTÁTICO | 229698 | N/a | NOVO | 2 | PRATELEIRA 6B | -
Henrique | Caterpillar | MOTONIVELADORAS | CHICOTE DA TRANSMISSÃO PARA | 492-2074 | N/a | NOVO | 1 | H. | -
Henrique | Caterpillar | MOTONIVELADORAS CAT 24 / 24H / 24M | CONJUNTO DO PINO TRASEIRO (ROSCA M24x3) | 133-8522 | N/a | NOVO | 1 | H. | -
Thermo Solutions | N/a | N/a | FILTRO CESTA | 0521PN25DN20CF8M | N/a | NOVO | 9 | CHÃO | -
Henrique | Caterpillar | N/a | ADAPTADOR 1/4-18 NPTF MACHO | 261847 | N/a | NOVO | 5 | H. | -
Henrique | Caterpillar | N/a | ANEL DE VEDAÇÃO - ØINTERNO 15,5mm - ØEXTERNO 20,5mm - ESPESSURA 2mm | 336028 | N/a | NOVO | 1 | H. | -
Henrique | Caterpillar | N/a | JUNTA DESCASCANDO - MEDIDA INTERNA MENOR 94mm - MEDIDA INTERNA MAIOR 108mm - ØMENOR 10,5mm - ESPESSURA 2,5mm | 1013626 | N/a | NOVO | 2 | H. | -
Thermo Solutions | Caterpillar | N/a | VÁLVULA DO TERMOSTATO 82° - ØMAIOR 54mm - ØMENOR 34mm | 1028392 | N/a | NOVO | 2 | H. | -
Henrique | Caterpillar | N/a | JUNTA DESCASCANDO - ØINTERNO 53mm - ØMENOR 10.5mm - ESPESSURA 2mm | 1072517 | N/a | NOVO | 4 | H. | -
Henrique | Caterpillar | N/a | JUNTA - ØMENOR 10,5mm - ØMAIOR 59,5mm - ESPESSURA 2mm | 1258486 | N/a | NOVO | 8 | H. | -
Henrique | Caterpillar | N/a | JUNTA DESCASCADA - ØINTERNO 60,5mm - ØMENOR 10,5mm - ESPESSURA 2,5mm | 1258486 | N/a | NOVO | 4 | H. | -
Henrique | Caterpillar | N/a | VÁLVULA DO TERMOSTATO 88° - ØMAIOR 54mm - ØMENOR 34mm | 2845421 | N/a | NOVO | 4 | H. | -
Henrique | Caterpillar | N/a | KIT DE VEDAÇÃO O' ORING ANEL MAIOR Ø57x Ø50mm ANEL MENOR Ø19x12mm | 2938267 | N/a | NOVO | 1 | H. | -
Thermo Solutions | Caterpillar | N/a | PARAFUSO - ROSCA 3/8"-16G - COMP.ROSCA 25mm - ALTURA DA CABEÇA 7mm | 0S1594 | N/a | NOVO | 4 | H. | -
Henrique | Caterpillar | N/a | SAIA | 125-2782 | N/a | NOVO | 3 | H. | -
Henrique | Caterpillar | N/a | JUNTA | 134-5643 | N/a | NOVO | 20 | H. | -
Thermo Solutions | Caterpillar | N/a | INSERÇÃO-V | 171-3992 | N/a | NOVO | 6 | H. | -
Thermo Solutions | Caterpillar | N/a | ENGRENAGEM P/MONTAGEM DO CONJUNTO DO COMANDO FINAL (FINAL DRIVE) | 1864-439 | N/a | NOVO | 1 | H. | -
Thermo Solutions | Caterpillar | N/a | ANEL DE VEDAÇÃO - ØINTERNO 95mm - ØEXTERNO 102mm - ESPESSURA 3,5mm | 1H8128 | N/a | NOVO | 1 | H. | -
Thermo Solutions | Caterpillar | N/a | ANEL DE VEDAÇÃO - ØINTERNO 10mm - ØEXTERNO 14mm - ESPESSURA 2mm | 1J9671 | N/a | NOVO | 2 | H. | -
Thermo Solutions | Caterpillar | N/a | ARRUELA - ØINTERNO 10,5mm - ØEXTERNO 34,5mm - ESPESSURA 5,5mm | 1P7346 | N/a | NOVO | 2 | H. | -
Thermo Solutions | Caterpillar | N/a | JUNTA - ØINTERNO 27mm - ØEXTERNO 39mm -ØMENOR 10,5mm - ESPESSURA 1mm | 1S4810 | N/a | NOVO | 1 | H. | -
Thermo Solutions | Caterpillar | N/a | MANCAL | 1W-0105 | N/a | NOVO | 7 | H. | -
Thermo Solutions | Caterpillar | N/a | MOLA ØINTERNO 13mm - ØEXTERNO 22mm - ELO 4,5mm | 1W1788 | N/a | NOVO | 2 | H. | -
Thermo Solutions | Caterpillar | N/a | SILENCIOSO | 1W9229 | N/a | NOVO | 33 | H. | -
Thermo Solutions | Caterpillar | N/a | ARRUELA - ØINTERNO 20mm - ØEXTERNO 39mm - ESPESSURA 0,5mm | 1W9897 | N/a | NOVO | 8 | H. | -
Thermo Solutions | Caterpillar | N/a | PARAFUSO ALLEN DE CABEÇA SEXTAVADA | 235-9651 | N/a | NOVO | 8 | H. | -
Thermo Solutions | Caterpillar | N/a | GP DE SENSOR DE PRESSÃO | 242-8824 | N/a | NOVO | 1 | H. | -
Thermo Solutions | Caterpillar | N/a | GP HD CIL BA | 255-0031 | N/a | NOVO | 2 | H. | -
Thermo Solutions | Caterpillar | N/a | CONJUNTO DE DISSIPADOR DE CALOR | 290-5567 | N/a | NOVO | 1 | H. | -
Thermo Solutions | Caterpillar | N/a | HASTE DE COMANDO DA VÁLVULA V | 292-8198 | N/a | NOVO | 11 | H. | -
Thermo Solutions | Caterpillar | N/a | KIT DE VEDAÇÃO P/ INSTALAÇÃO DO INJETOR DE COMBÚSTIVEL | 297-4841 | N/a | NOVO | 2 | H. | -
Thermo Solutions | Caterpillar | N/a | ARRUELA - ØINTERNO 13mm - ØEXTERNO 25mm - ESPESSURA 4,5mm - | 2M0849 | N/a | NOVO | 4 | H. | -
Thermo Solutions | Caterpillar | N/a | ANEL DE VEDAÇÃO - ØINTERNO 18,5mm - ØEXTERNO 24mm - ESPESSURA 2,5mm | 2M9780 | N/a | NOVO | 4 | H. | -
Thermo Solutions | Caterpillar | N/a | PORCA AUTO TRAVANTE - ROSCA 3/8"-16G - SEXTAVADO 14mm | 2N2766 | N/a | NOVO | 4 | H. | -
Thermo Solutions | Caterpillar | N/a | ANEL DE VEDAÇÃO - ØINTERNO 37mm - ØEXTERNO 43,5mm - ESPESSURA 3mm | 2S4078 | N/a | NOVO | 2 | H. | -
Thermo Solutions | Caterpillar | N/a | JUNTA - MEDIDA INTERNA MAIOR 303mm - MEDIDA INTERNA MENOR 81mm - ØMENOR 9,5mm - ESPESSURA 1mm | 2W3965 | N/a | NOVO | 2 | H. | -
Thermo Solutions | Caterpillar | N/a | CONJ FILTRO | 321-6971 | N/a | NOVO | 6 | H. | -
Thermo Solutions | Caterpillar | N/a | SENSOR GP-TE | 383-2988 | N/a | NOVO | 1 | H. | -
Henrique | Caterpillar | N/a | SENSOR DE TEMPERATURA | 383-2992 | N/a | NOVO | 1 | H. | -
Henrique | Caterpillar | N/a | ANEL RETENTOR DE ARMAZ | 3D-2824 | N/a | NOVO | 1 | H. | -
Henrique | Caterpillar | N/a | ANEL RETENTOR DE ARMAZ | 3J-1907 | N/a | NOVO | 1 | H. | -
Henrique | Caterpillar | N/a | ANEL DE VEDAÇÃO - ØINTERNO 15,5mm - ØEXTERNO 20,5mm - ESPESSURA 2mm | 3K0360 | N/a | NOVO | 3 | H. | -
Henrique | Caterpillar | N/a | ANEL RETENTOR DE ARMAZ | 3K-0360 | N/a | NOVO | 1 | H. | -
Henrique | Caterpillar | N/a | PLACA DE EMBREAGEM P/ CARREGADEIRA 950M CATERPILLAR Ø6,299"x4,257"(15,9x10,8cm) 52 DENTES | 470-1447 | N/a | NOVO | 768 | H. | -
Henrique | Caterpillar | N/a | ROLAMENTO 4B3665 | 4B3665 | N/a | NOVO | 2 | H. | -
Henrique | Caterpillar | N/a | ANEL DE VEDAÇÃO - ØINTERNO 43mm - ØEXTERNO 55mm - ESPESSURA 5mm | 4F8824 | N/a | NOVO | 1 | H. | -
Henrique | Caterpillar | N/a | ANEL O'RING | 4J-0525 | N/a | NOVO | 1 | H. | -
Henrique | Caterpillar | N/a | ANEL DE VEDAÇÃO - ØINTERNO 80mm - ØEXTERNO 95mm - ESPESSURA 7mm | 4L8337 | N/a | NOVO | 2 | H. | -
Henrique | Caterpillar | N/a | JUNTA - ØINTERNO 18,5mm - ØEXTERNO 126,5mm - ESPESSURA 4mm | 4N3955 | N/a | NOVO | 2 | H. | -
Henrique | Caterpillar | N/a | CORREIA SEM RODA DETENTADA - CIRCUNFERENCIA 48'' - ESPESSURA 8mm - LARGURA DA CORREIA 13mm | 4N6130 | N/a | NOVO | 1 | H. | -
Henrique | Caterpillar | N/a | JUNTA - ØINTERNO 127mm - ØMENOR 7mm - ØMAIOR 101mm - ØEXTERNO 172mm - ESPESSURA 1mm | 4N6187 | N/a | NOVO | 4 | H. | -
Henrique | Caterpillar | N/a | JUNTA - ØINTERNO 126,5mm - ØMENOR 7mm - ØMAIOR 110mm - ØEXTERNO 171mm - ESPESSURA 1mm | 4N9220 | N/a | NOVO | 2 | H. | -
Henrique | Caterpillar | N/a | VÁLVULA | 4P-2854 | N/a | NOVO | 1 | H. | -
Henrique | Caterpillar | N/a | JUNTA DESCASCANDO - ØINTERNO 76mm - ØMENOR 9mm - ØEXTERNO 88mm - ESPESSURA 2mm | 4P3871 | N/a | NOVO | 2 | H. | -
Henrique | Caterpillar | N/a | JUNTA - ØINTERNO 120mm - ØMENOR 7mm - ØMAIOR 10,5mm - ØEXTERNO 172mm - ESPESSURA 1,5mm | 4P3873 | N/a | NOVO | 2 | H. | -
Henrique | Caterpillar | N/a | JUNTA COMP. 355mm - ØMENOR 9mm - ØMAIOR 14mm - ESPESSURA 1mm | 4W7147 | N/a | NOVO | 4 | H. | -
Henrique | Caterpillar | N/a | ANEL DE VEDAÇÃO - ØINTERNO 122mm - ØEXTERNO 128mm - ESPESSURA 3,5mm | 5F3999 | N/a | NOVO | 4 | H. | -
Henrique | Caterpillar | N/a | JUNTA - ØINTERNO 153,5mm - ØMENOR 106,5mm - ESPESSURA 2,5mm | 5H8331 | N/a | NOVO | 1 | H. | -
Henrique | Caterpillar | N/a | ANEL DE VEDAÇÃO - ØINTERNO 50mm - ØEXTERNO 60mm - ESPESSURA 5mm | 5K5959 | N/a | NOVO | 2 | H. | -
Henrique | Caterpillar | N/a | PARAFUSO - ROSCA 1/2"-13 - COMP.ROSCA 2 1/4" - ALTURA DA CABEÇA 9,5mm - COMP.CABO 9,4mm | 5L4338 | N/a | NOVO | 10 | H. | -
Henrique | Caterpillar | N/a | CORREIA DENTADA ''V'' - CIRCUNFERENCIA 49'' - ESPESSURA 9mm - LARGURA DA CORREIA 13mm | 5N6350 | N/a | NOVO | 1 | H. | -
Henrique | Caterpillar | N/a | SELO DO ÓLEO - ØINTERNO 14mm - ØEXTERNO 25,5mm | 5P0547 | N/a | NOVO | 1 | H. | -
Henrique | Caterpillar | N/a | ANEL DE VEDAÇÃO - ØINTERNO 27,5mm - ØEXTERNO 33mm - ESPESSURA 2,5mm | 5P7530 | N/a | NOVO | 1 | H. | -
Henrique | Caterpillar | N/a | ARRUELA - ØINTERNO 13mm - ØEXTERNO 25mm - ESPESSURA 3mm | 5P8245 | N/a | NOVO | 12 | H. | -
Henrique | Caterpillar | N/a | ANEL DE VEDAÇÃO - ØINTERNO 24mm - ØEXTERNO 33mm - ESPESSURA 5mm | 5P9890 | N/a | NOVO | 2 | H. | -
Henrique | Caterpillar | N/a | ANEL DE VEDAÇÃO - ØINTERNO 41mm - ØEXTERNO 47mm - ESPESSURA 3,5mm | 6F0711 | N/a | NOVO | 4 | H. | -
Henrique | Caterpillar | N/a | ANEL RETENTOR DO SELO | 6I-4545 | N/a | NOVO | 11 | H. | -
Henrique | Caterpillar | N/a | BUJÃO - ROSCA INTERNA 5/8"-18G - ROSCA EXTERNA 1"-14G | 6L2020 | N/a | NOVO | 2 | H. | -
Henrique | Caterpillar | N/a | PRISIONEIRO - ROSCA 3/8"-16G - COMP.ROSCA 45mm | 6L8562 | N/a | NOVO | 4 | H. | -
Henrique | Caterpillar | N/a | ROLAMENTO CÔNICO | 6V-1882 | N/a | NOVO | 1 | H. | -
Henrique | Caterpillar | N/a | JUNTA - MEDIDA INTERNA MENOR 141mm - MEDIDA INTERNA MAIOR 194mm - ØMENOR 10.5mm - ESPESSURA 2mm | 7C4196 | N/a | NOVO | 1 | H. | -
Henrique | Caterpillar | N/a | RETENTOR - ØINTERNO 67.5 - ØEXTERNO 92mm | 7C6660 | N/a | NOVO | 1 | H. | -
Henrique | Caterpillar | N/a | ANEL | 7E-8215 | N/a | NOVO | 6 | H. | -
Henrique | Caterpillar | N/a | CORREIA DENTADA ''V'' - CIRCUNFERENCIA 56'' - ESPESSURA 9mm - LARGURA DA CORREIA 13mm | 7L5001 | N/a | NOVO | 1 | H. | -
Henrique | Caterpillar | N/a | JUNTA - MEDIDA INTERNA MENOR 66mm - MEDIDA INTERNA MAIOR 95mm - ØMENOR 10.5mm - MEDIDA EXTERNA MENOR 93.5mm - MEDIDA EXTERNA MAIOR 135.5mm - ESPESSURA 2mm | 7M7273 | N/a | NOVO | 1 | H. | -
Henrique | Caterpillar | N/a | ANEL DE VEDAÇÃO - ØINTERNO 29,5mm - ØEXTERNO 36mm - ESPESSURA 3mm | 7M8485 | N/a | NOVO | 2 | H. | -
Henrique | Caterpillar | N/a | JUNTA - MEDIDA INTERNA MENOR 99mm - MEDIDA INTERNA MAIOR 325mm - ØMENOR 9mm - ESPESSURA 1mm | 7W1186 | N/a | NOVO | 2 | H. | -
Henrique | Caterpillar | N/a | JUNTA - ØMENOR 10mm - ESPESSURA 1.5mm | 7W2329 | N/a | NOVO | 2 | H. | -
Henrique | Caterpillar | N/a | CONJUNTO DE RETENTOR - ØINTERNO 123.5mm - ØEXTERNO 153mm | 7W3200 | N/a | NOVO | 1 | H. | -
Henrique | Caterpillar | N/a | JUNTA - ØMENOR 11mm - MEDIDA INTERNA MENOR 90.5mm - MEDIDA INTERNA MAIOR 99.5mm - ESPESSURA 1mm | 7W9706 | N/a | NOVO | 1 | H. | -
Henrique | Caterpillar | N/a | ANEL O ' ORING Ø55xØ49mm | 8C3080 | N/a | NOVO | 2 | H. | -
Henrique | Caterpillar | N/a | ANEL RETENTOR | 8C-9023 | N/a | NOVO | 30 | H. | -
Henrique | Caterpillar | N/a | ANEL DE VEDAÇÃO - ØINTERNO 10,5mm - ØEXTERNO 16mm - ESPESSURA 2,5mm | 8M5127 | N/a | NOVO | 1 | H. | -
Henrique | Caterpillar | N/a | ANEL DE VEDAÇÃO - ØINTERNO 46,5mm - ØEXTERNO 54mm - ESPESSURA 3,5mm | 8M5661 | N/a | NOVO | 1 | H. | -
Henrique | Caterpillar | N/a | PLUGUE - ØINTERNO 26mm - ØEXTERNO 29mm | 8M5860 | N/a | NOVO | 4 | H. | -
Henrique | Caterpillar | N/a | ANEL O'RING | 8T-7000 | N/a | NOVO | 1 | H. | -
Henrique | Caterpillar | N/a | JUNTA - ØMENOR 8,5mm - MEDIDA INTERNA MENOR 47,5mm - MEDIDA INTERNA MAIOR - 110,5mm - ESPESSURA 1mm | 9L6467 | N/a | NOVO | 2 | H. | -
Henrique | Caterpillar | N/a | JUNTA - ØINTERNO 33.5mm - ØEXTERNO 52mm - ØMENOR 9mm - ESPESSURA 1mm | 9L8015 | N/a | NOVO | 2 | H. | -
Henrique | Caterpillar | N/a | MOLA ØINTERNO 9mm - ØEXTERNO 11mm - ELO 1mm | 9L9188 | N/a | NOVO | 4 | H. | -
Henrique | Caterpillar | N/a | JUNTA - ØINTERNO 115.5mm - ØMENOR 11mm - ØEXTERNO 136mm - ESPESSURA 1mm | 9N0137 | N/a | NOVO | 1 | H. | -
Henrique | Caterpillar | N/a | JUNTA - ØMENOR 9mm - ESPESSURA 1mm | 9N0237 | N/a | NOVO | 2 | H. | -
Henrique | Caterpillar | N/a | VALVULA DE INSERÇÃO - ØINTERNO 41mm - ØEXTERNO 48,5mm - ESPESSURA 3,5mm | 9N2837 | N/a | NOVO | 4 | H. | -
Henrique | Caterpillar | N/a | JUNTA - COMP. 358mm - MEDIDA INTERNA MENOR 84.5mm - MEDIDA INTERNA MAIOR 320mm - ØMENOR 9.5mm - ESPESSURA 1mm | 9N3354 | N/a | NOVO | 1 | H. | -
Henrique | Caterpillar | N/a | JUNTA - ØINTERNO 35.5mm - ØEXTERNO 50mm - ESPESSURA 1mm | 9N5201 | N/a | NOVO | 4 | H. | -
Henrique | Caterpillar | N/a | JUNTA - ØINTERNO 40.5mm - ØMENOR 11mm - ØMAIOR 16mm - ESPESSURA 1mm | 9N5429 | N/a | NOVO | 2 | H. | -
Henrique | Caterpillar | N/a | ENGRENAGEM P/MONTAGEM DO CONJUNTO DO COMANDO FINAL (FINAL DRIVE) | 9U-3125 | N/a | NOVO | 1 | H. | -
Henrique | Caterpillar | N/a | BORRACHA DE VEDAÇÃO - ØINTERNO 14mm - ØEXTERNO 39.5mm - ESPESSURA 9mm | 9Y0182 | N/a | NOVO | 1 | H. | -
Thermo Solutions | Cummins | N/a | MAGUEIRA SIMPLES COMP: 100mm / Ø50mm | 63241 | N/a | NOVO | 1 | H. | -
Thermo Solutions | Cummins | N/a | PARAFUSO HEXAGONAL 22mm - 5/8-18G" | 205305 | N/a | NOVO | 4 | H. | -
Thermo Solutions | Cummins | N/a | CORREIA EM V COMPRIMENTO TOTAL 933mm P/ MOTOR CUMMINS | 205913 | N/a | NOVO | 7 | H. | -
Thermo Solutions | Cummins | N/a | JUNTA DE CONEXÃO 118.5xØ103.3x1.0MM P/ MOTORES A DIESEL CUMMINS | 206407 | N/a | NOVO | 2 | H. | -
Thermo Solutions | Cummins | N/a | JUNTA DO ALOJAMENTO DO TERMOSTATO P/ MOTORES A DIESEL CUMMINS (200.0x188.0x1.0MM) | 206443 | N/a | NOVO | 2 | H. | -
Thermo Solutions | Cummins | N/a | JUNTA DE CONEXÃO 117.8x86.0xØ63.5MM P/ MOTORES A DIESEL CUMMINS | 207515 | N/a | NOVO | 1 | H. | -
Thermo Solutions | Cummins | N/a | JUNTA DE CONEXÃO DO TRANSFERIDOR DE ÁGUA P/ MOTORES A DIESEL CUMMINS (93.2x60.5xØ40.0MM) | 207535 | N/a | NOVO | 1 | H. | -
Thermo Solutions | Cummins | N/a | TUBO DECOMBUSTÍVEL Ø12xØ8mm | 213995 | N/a | NOVO | 2 | H. | -
Thermo Solutions | Cummins | N/a | FILTRO DE ÓLEO | 1220893 | N/a | NOVO | 12 | H. | -
Thermo Solutions | Cummins | N/a | FILTRO DE COMBUSTÍVEL - ROSCA CENTRAL 1/4"-18G - PORCA 9/16"-18G - PORCA 3/8"-24G | 1492513 | N/a | NOVO | 14 | H. | -
Thermo Solutions | Cummins | N/a | TUBO DE INJEÇÃO DE COMBUSTIVEL ROSCA DE ENCAIXE MACHO M24X1,5 | 2896823 | N/a | NOVO | 2 | H. | -
Thermo Solutions | Cummins | N/a | TUBO DE INJEÇÃO DE COMBUSTIVEL ROSCA DE ENCAIXE MACHO M24X1,5 | 2896831 | N/a | NOVO | 2 | H. | -
Thermo Solutions | Cummins | N/a | TUBO DE INJEÇÃO DE COMBUSTIVEL ROSCA DE ENCAIXE MACHO M24X1,5 | 2896835 | N/a | NOVO | 2 | H. | -
Thermo Solutions | Cummins | N/a | TUBO DE INJEÇÃO DE COMBUSTIVEL ROSCA DE ENCAIXE MACHO M24X1,5 | 2896911 | N/a | NOVO | 2 | H. | -
Thermo Solutions | Cummins | N/a | JUNTA DE CONEXÃO 80.0x45.0xØ32.5MM P/ MOTORES A DIESEL CUMMINS | 3010926 | N/a | NOVO | 4 | H. | -
Thermo Solutions | Cummins | N/a | MAGUEIRA SIMPLES COMP: 115mm / Ø70mm | 3024128 | N/a | NOVO | 1 | H. | -
Thermo Solutions | Cummins | N/a | ANEL DE VEDAÇÃO Ø75mm | 3031544 | N/a | NOVO | 1 | H. | -
Thermo Solutions | Cummins | N/a | JUNTA DE VEDAÇÃO DO CÁRTER 170X50CM | 3043212 | N/a | NOVO | 2 | H. | -
Thermo Solutions | Cummins | N/a | MAGUEIRA SIMPLES COMP: 90mm / Ø50mm | 3064697 | N/a | NOVO | 2 | H. | -
Thermo Solutions | Cummins | N/a | TUBO DE PASSAGEM DE ÁGUA P/ MOTOR CUMMINS Ø52xØ41mm | 3081688 | N/a | NOVO | 1 | H. | -
Thermo Solutions | Cummins | N/a | KIT4X ANEL O'RING Ø95.0xØ84.0xØ5.5MM P/ MOTORES E GERADORES CUMMINS | 3082358 | N/a | NOVO | 1 | H. | -
Thermo Solutions | Cummins | N/a | MAGUEIRA SIMPLES COMP: 22mm / Ø20mm | 3084149 | N/a | NOVO | 2 | H. | -
Thermo Solutions | Cummins | N/a | JUNTA DE CONEXÃO 72.6x4.15x1.0MM P/ MOTORES A DIESEL CUMMINS | 3089955 | N/a | NOVO | 1 | H. | -
Thermo Solutions | Cummins | N/a | ARRUELA Ø13xØ7mm | 3094023 | N/a | NOVO | 3 | H. | -
Thermo Solutions | Cummins | N/a | KIT 3 ANEL O'RING Ø85.0xØ78.0xØ3.5MM P/ MOTORES E GERADORES CUMMINS | 3101661 | N/a | NOVO | 1 | H. | -
Thermo Solutions | Cummins | N/a | TOMADA MODULAR 89VIAS 15e | 3164108 | N/a | NOVO | 1 | H. | -
Thermo Solutions | Cummins | N/a | ACOPLAMENTO DE COTOVELO P/ MANGUEIRA Ø8,6mm - Ø INTERNO 4mm - PORCA 1/2"-18G | 3170802 | N/a | NOVO | 4 | H. | -
Thermo Solutions | Cummins | N/a | JUNTA DA CABEÇA DO FILTRO P/ MOTORES A DIESEL CUMMINS | 3177108 | N/a | NOVO | 5 | H. | -
Thermo Solutions | Cummins | N/a | POLIA DO ALTERNADOR COM 7 SULCOS EM "V" - Ø63mm x Ø19mm ØBASE 39mm | 3281531 | N/a | NOVO | 2 | H. | -
Thermo Solutions | Cummins | N/a | CORREIA EM V COM 7 RANHURAS COMPRIMENTO 76X2 P/ CUMMINS | 3288944 | N/a | NOVO | 1 | H. | -
Thermo Solutions | Cummins | N/a | 6x ANEL O'RING Ø25.0xØ20.0xØ2.5MM P/ MOTORES E GERADORES CUMMINS | 3331089 | N/a | NOVO | 1 | H. | -
Thermo Solutions | Cummins | N/a | MANGUEIRA FLEXÍVEL DE ÓLEO P/ MOTOR CUMMINS Ø45xØ40mm | 3331628 | N/a | NOVO | 1 | H. | -
Thermo Solutions | Cummins | N/a | KIT 6x ANEL O'RING Ø40.0xØ35.0xØ2.5MM P/ MOTORES E GERADORES CUMMINS | 3347939 | N/a | NOVO | 2 | H. | -
Thermo Solutions | Cummins | N/a | KIT 9X ANEL O'RING Ø100.0xØ86.0xØ7.0MM P/ MOTORES E GERADORES CUMMINS | 3393303 | N/a | NOVO | 1 | H. | -
Thermo Solutions | Cummins | N/a | PARAFUSO HEXAGONAL 11mm 1/4"-20G | 3627023 | N/a | NOVO | 1 | H. | -
Thermo Solutions | Cummins | N/a | RETENTOR DE ÓLEO DO VIRABREQUIM TRASEIRO Ø73mm | 3628895 | N/a | NOVO | 2 | H. | -
Thermo Solutions | Cummins | N/a | KIT 4X ANEL O'RING Ø85.0xØ75.0xØ5.0MM P/ MOTORES E GERADORES CUMMINS | 3633325 | N/a | NOVO | 1 | H. | -
Thermo Solutions | Cummins | N/a | MAGUEIRA SIMPLES COMP: 75mm / Ø25mm | 3635070 | N/a | NOVO | 1 | H. | -
Thermo Solutions | Cummins | N/a | JUNTA DE CONEXÃO P/ TAMPA DO ALOJAMENTO THM P/ MOTORES A DIESEL CUMMINS (220.0x125.0x1.0MM) | 3635158 | N/a | NOVO | 4 | H. | -
Thermo Solutions | Cummins | N/a | TUBO DE TRANSFERÊNCIA DE ÁGUA 3637854 | 3637854 | N/a | NOVO | 1 | H. | -
Thermo Solutions | Cummins | N/a | ENGRENAGEM 67 DENTES ØINTERNO 73x112mm - ØEXTERNO 230x170mm | 3646065 | N/a | NOVO | 1 | H. | -
Thermo Solutions | Cummins | N/a | KIT DE ARRUELA DE VEDAÇÃO Ø11xØ6mm | 3863755 | N/a | NOVO | 3 | H. | -
Thermo Solutions | Cummins | N/a | ANEL FILTRO C/ TELA METÁLICA P/ GERADORES A GÁS CUMMINS (Ø24.0xØ21.0x7.2MM) | 3867393 | N/a | NOVO | 2 | H. | -
Thermo Solutions | Cummins | N/a | KIT 2 ANEL O'RING Ø35.0xØ32.0xØ1.5MM P/ MOTORES E GERADORES CUMMINS | 3867651 | N/a | NOVO | 1 | H. | -
Thermo Solutions | Cummins | N/a | TUBO INJETOR DE ABASTECIMENTO COMBUSTÍVEL | 3914047 | N/a | NOVO | 1 | H. | -
Thermo Solutions | Cummins | N/a | CAPTADOR DE VELOCIDADE MAGNÉTICO | 3917846 | N/a | NOVO | 2 | H. | -
Thermo Solutions | Cummins | N/a | MAGUEIRA SIMPLES 3/4" COMP: 612mm / Ø19.1mm | 3918923 | N/a | NOVO | 3 | H. | -
Thermo Solutions | Cummins | N/a | TUBO DE ALIMENTAÇÃO DE COMBUSTÍVEL P/ CAMINHÕES E ÔNIBUS | 3964168 | N/a | NOVO | 4 | H. | -
Thermo Solutions | Cummins | N/a | SENSOR DE TEMPERATURA DANFOSS PT100 CLASSB / -50 ATÉ +600°C | 3974646 | N/a | NOVO | 1 | H. | -
Thermo Solutions | Cummins | N/a | PLACA DE CIRCUITO ELETRÔNICO P/ APLICAÇÃO EM MOTORES DE VEÍCULOS / GERADORES CUMMINS | 3974735 | N/a | NOVO | 1 | H. | -
Thermo Solutions | Cummins | N/a | JUNTA P/ TAMPA DO RESFRIADOR P/ MOTORES / GERADORES A DIESEL CUMMINS | 4000714 | N/a | NOVO | 2 | H. | -
Thermo Solutions | Cummins | N/a | JUNTA DE CONEXÃO 103.0xØ76.0x1.0MM P/ MOTORES A DIESEL CUMMINS | 4006795 | N/a | NOVO | 8 | H. | -
Thermo Solutions | Cummins | N/a | KIT 20X ANEL O'RING Ø37.0xØ33.0xØ2.0MM P/ MOTORES E GERADORES CUMMINS | 4010577 | N/a | NOVO | 1 | H. | -
Thermo Solutions | Cummins | N/a | BICO INJETOR P/ MOTOR CUMMINS À DIESEL | 4025334 | N/a | NOVO | 2 | H. | -
Thermo Solutions | Cummins | N/a | JUNTA DE CONEXÃO DA SAÍDA DE EXAUSTÃO P/ MOTORES A DIESEL CUMMINS (202.0xØ142.0x1.0MM) | 4065349 | N/a | NOVO | 1 | H. | -
Thermo Solutions | Cummins | N/a | SELO RETENTOR Ø61mm x Ø56mm - DOIS FUROS 12mm | 4066129 | N/a | NOVO | 4 | H. | -
Thermo Solutions | Cummins | N/a | CABO DE BATERIA 3,10m - Ø10mm | 4067915 | N/a | NOVO | 1 | H. | -
Thermo Solutions | Cummins | N/a | INSERTO P/ VÁLVULA P/ MOTORES A DIESEL CUMMINS (Ø60.35xØ49.65x7.85MM) | 4080333 | N/a | NOVO | 8 | H. | -
Thermo Solutions | Cummins | N/a | KIT 13X ANEL O'RING Ø13.0xØ11.0xØ1.0MM P/ MOTORES E GERADORES CUMMINS | 4098956 | N/a | NOVO | 1 | H. | -
Thermo Solutions | Cummins | N/a | VALVULA DE ARREFECIMENTO DOS PISTÕES | 4099041 | N/a | NOVO | 2 | H. | -
Thermo Solutions | Cummins | N/a | JUNTA DE CONEXÃO Ø65.5x1.0MM P/ MOTORES A DIESEL CUMMINS | 4101150 | N/a | NOVO | 1 | H. | -
Thermo Solutions | Cummins | N/a | SENSOR DE PRESSÃO DANFOSS 3 PINOS | 4306988 | N/a | NOVO | 3 | H. | -
Thermo Solutions | Cummins | N/a | SENSOR DE VELOCIDADE - RPM P/ MOTORES CUMMINS | 4327233 | N/a | NOVO | 2 | H. | -
Thermo Solutions | Cummins | N/a | JUNTA DA TAMPA DA VÁLVULA P/ MOTORES A DIESEL CUMMINS (242.0x170.0x1.0MM) | 4917451 | N/a | NOVO | 6 | H. | -
Thermo Solutions | Cummins | N/a | ATUADOR ETR DE CONTROLE DE INJEÇÃO DE COMBÚSTIVEL P/ MOTORES / GERADORES A DIESEL CUMMINS | 4917540 | N/a | NOVO | 2 | H. | -
Thermo Solutions | Cummins | N/a | VEDAÇÃO Ø21.0xØ11.8x9.0MM CÔNICO P/ INJETOR DE COMBUSTIVEL CUMMINS | 4918072 | N/a | NOVO | 1 | H. | -
Thermo Solutions | Cummins | N/a | RETENTOR PNEUMÁTICO Ø102.4xØ91.5x5.0MM P/ COBERTURA DE VÁLVULAS CONTRA POEIRA | 4918075 | N/a | NOVO | 5 | H. | -
Thermo Solutions | Cummins | N/a | CHICOTE ELÉTRICO P/ MOTOR CUMMINS | 4918938 | N/a | NOVO | 1 | H. | -
Thermo Solutions | Cummins | N/a | JUNTA DE CONEXÃO P/ MOTORES A DIESEL CUMMINS (Ø145.0xØ97.0x1.0MM) | 4927451 | N/a | NOVO | 4 | H. | -
Thermo Solutions | Cummins | N/a | TUBO DE TRANSFERÊNCIA DE ÁGUA 4956282 | 4956282 | N/a | NOVO | 2 | H. | -
Thermo Solutions | Cummins | N/a | MANGUEIRA FLEXIVEL COM ROSCA DE ENCAIXE COMP: 45CM / ROSCA: Ø30mm | 4956413 | N/a | NOVO | 1 | H. | -
Thermo Solutions | Cummins | N/a | JUNTA 121.0x101.2x63.3MM DE CONEXÃO DO COLETOR DE ESCAPE P/ MOTORES A DIESEL CUMMINS | 4956518 | N/a | NOVO | 4 | H. | -
Thermo Solutions | Cummins | N/a | JUNTA DE CONEXÃO 111.4xØ78.0x1.5MM P/ MOTORES A DIESEL CUMMINS | 4964485 | N/a | NOVO | 18 | H. | -
Thermo Solutions | Cummins | N/a | JUNTA DE CONEXÃO DA SAÍDA DE EXAUSTÃO P/ MOTORES A DIESEL CUMMINS (Ø277.0xØ180.0x2.0MM) | 4968760 | N/a | NOVO | 1 | H. | -
Thermo Solutions | Cummins | N/a | ANEL O-RING Ø40xØ36mm | 4975427 | N/a | NOVO | 1 | H. | -
Thermo Solutions | Cummins | N/a | ACIONADOR E PUXADOR DE VEDAÇÃO Ø INTERNO 111mm | 5298874 | N/a | NOVO | 1 | H. | -
Thermo Solutions | Cummins | N/a | KIT DO FILTRO DE COMBUSTÍVEL 3 FUROS 1/2"-18G - 2 FUROS Ø10mm | 0149-2634-01 | N/a | NOVO | 1 | H. | -
Thermo Solutions | Cummins | N/a | MAGUEIRA FLEXIVEL COMP: 520mm / Ø22.2mm | AS16020 NF | N/a | NOVO | 3 | H. | -
Thermo Solutions | Cummins | N/a | KIT DE DIAGNÓSTICO CUMMINS COMPATÍVEL C/ PADRÃO TMC'S RP1210 | INLINE 5 | N/a | NOVO | 1 | H. | -
Thermo Solutions | Cummins | N/a | PARAFUSO HEXAGONAL 12mm - 1/4"-18G | S124C | N/a | NOVO | 9 | H. | -
Thermo Solutions | Cummins | N/a | ANEL DE VEDAÇÃO Ø22xØ16mm | S3101 | N/a | NOVO | 103 | H. | -
Thermo Solutions | Cummins | N/a | FERRAMENTA P/ REMOÇÃO DE ENGRENAGEM - SUPORTE 8 FUROS Ø8mm - PARAFUSO HEXAGONAL 14mm Ø16mm | ST647 | N/a | NOVO | 2 | H. | -
Thermo Solutions | Deutz | N/a | BOMBA INJETORA | 0423 7942 | N/a | NOVO | 1 | H. | -
Thermo Solutions | Deutz | N/a | FILTRO SEPARADOR DE COMBÚSTIVEL/ÁGUA P/ MOTORES / GERADORES DEUTZ 188.0xØ111.OMM | 0450 4438 | N/a | NOVO | 11 | H. | -
Thermo Solutions | HYUNDAI | N/a | TAMPA | C15000-211 | N/a | NOVO | 27 | H. | -
Thermo Solutions | HYUNDAI | N/a | ANEL DE VEDAÇÃO ESPECÍFICO PARTES DA BOMBA DE COMBUSTÍVEL | C15000-923 | N/a | NOVO | 590 | H. | -
Thermo Solutions | HYUNDAI | N/a | ANEL DE VEDAÇÃO ESPECÍFICO | C15000-942 | N/a | NOVO | 197 | H. | -
Thermo Solutions | HYUNDAI | N/a | ANEL DE VEDAÇÃO ESPECÍFICO | C19300-412 | N/a | NOVO | 17 | H. | -
Thermo Solutions | HYUNDAI | N/a | ANEL DE VEDAÇÃO ESPECÍFICO | C19300-413 | N/a | NOVO | 0 | H. | -
Thermo Solutions | HYUNDAI | N/a | TERMINAL CONEXÃO PARTES DA VÁLVULA INDICADORA PARA MOTOR HYUNDAI IGNIÇÃO P/COMPRESSÃO DIESEL DE AÇO | C22000-501 | N/a | NOVO | 44 | H. | -
Thermo Solutions | HYUNDAI | N/a | SUPORTE PARTES DO TREM DE VÁLVULAS | C23000-200 | N/a | NOVO | 59 | H. | -
Thermo Solutions | HYUNDAI | N/a | ANEL DE VEDAÇÃO ESPECÍFICO | C23000-394 | N/a | NOVO | 700 | H. | -
Thermo Solutions | HYUNDAI | N/a | ANEL DE TRAVA | C31100-130 | N/a | NOVO | 9 | H. | -
Henrique | HYUNDAI | N/a | ANEL DE VEDAÇÃO ESPECÍFICO | C35000-293 | N/a | NOVO | 13 | H. | -
Thermo Solutions | HYUNDAI | N/a | ENGRENAGEM PARTES DO LIMITADOR DE COMBUSTÍVEL PARA MOTORHYUNDAI IGNIÇÃO P/COMPRESSÃO DIESEL | C41000-203 | N/a | NOVO | 4 | H. | -
Thermo Solutions | HYUNDAI | N/a | ANEL DE VEDAÇÃO ESPECÍFICO | C41000-204 | N/a | NOVO | 28 | H. | -
Thermo Solutions | HYUNDAI | N/a | ROLAMENTO | C41000-208 | N/a | NOVO | 5 | H. | -
Thermo Solutions | HYUNDAI | N/a | TRANSMISSOR | C45000-224 | N/a | NOVO | 3 | H. | -
Thermo Solutions | HYUNDAI | N/a | TERMÔMETRO | C45101-203 | N/a | NOVO | 6 | H. | -
Henrique | HYUNDAI | N/a | SENSOR DE TEMPERATURA PARTES DE ÓLEO PARA MOTOR HYUNDAIIGNIÇÃO P/COMPRESSÃO DIESEL | C45200-233 | N/a | NOVO | 1 | H. | -
Henrique | HYUNDAI | N/a | CHAVE EPECÍFICA PARTES DA BOMBA DE LUBRIFICAÇÃO | C45200-241 | N/a | NOVO | 4 | H. | -
Henrique | HYUNDAI | N/a | BOMBA INJETORA | C51000-100 | N/a | NOVO | 89 | H. | -
Henrique | HYUNDAI | N/a | ANEL ESPECÍFICO | C51000-116 | N/a | NOVO | 47 | H. | -
Henrique | HYUNDAI | N/a | ANEL ESPECÍFICO | C51000-117 | N/a | NOVO | 516 | H. | -
Henrique | HYUNDAI | N/a | ANEL ESPECÍFICO | C51000-117 | N/a | NOVO | 801 | H. | -
Henrique | HYUNDAI | N/a | ANEL DE VEDAÇÃO ESPECÍFICO | C51000-120 | N/a | NOVO | 505 | H. | -
Henrique | HYUNDAI | N/a | ANEL DE VEDAÇÃO ESPECÍFICO | C51000-123 | N/a | NOVO | 106 | H. | -
Henrique | HYUNDAI | N/a | DEFLETOR | C51000-130 | N/a | NOVO | 784 | H. | -
Henrique | HYUNDAI | N/a | ANEL DE VEDAÇÃO ESPECÍFICO PARTES DA BOMBA INJETORA | C51000-154 | N/a | NOVO | 100 | H. | -
Henrique | HYUNDAI | N/a | ANEL DE VEDAÇÃO ESPECÍFICO | C52000-004 | N/a | NOVO | 132 | H. | -
Henrique | HYUNDAI | N/a | ANEL DE VEDAÇÃO ESPECÍFICO | C62000-191 | N/a | NOVO | 600 | H. | -
Henrique | HYUNDAI | N/a | FILTRO ESPECÍFICO PARTES DE ÓLEO LUBRIFICANTE | C63000-202 | N/a | NOVO | 507 | H. | -
Henrique | HYUNDAI | N/a | ANEL DE VEDAÇÃO ESPECÍFICO | C63000-242 | N/a | NOVO | 548 | H. | -
Henrique | HYUNDAI | N/a | ANEL DE VEDAÇÃO ESPECÍFICO | C64000-230 | N/a | NOVO | 58 | H. | -
Henrique | HYUNDAI | N/a | RETENTOR PARTES DO EIXO DE ACIONAMENTO | C65000-362 | N/a | NOVO | 86 | H. | -
Henrique | HYUNDAI | N/a | ANEL DE VEDAÇÃO ESPECÍFICO | C71000-212 | N/a | NOVO | 29 | H. | -
Henrique | HYUNDAI | N/a | ANEL DE VEDAÇÃO ESPECÍFICO | C77000-110 | N/a | NOVO | 10 | H. | -
Henrique | HYUNDAI | N/a | ANEL DE VEDAÇÃO ESPECÍFICO | C83000-128 | N/a | NOVO | 169 | H. | -
Henrique | HYUNDAI | N/a | ANEL DE VEDAÇÃO ESPECÍFICO | C83000-130 | N/a | NOVO | 65 | H. | -
Henrique | HYUNDAI | N/a | JUNTA DE EXPANSÃO ESPECÍFICA | C83000-132 | N/a | NOVO | 18 | H. | -
Henrique | HYUNDAI | N/a | TUBO FLEXÍVEL | C98370-213 | N/a | NOVO | 110 | H. | -
Henrique | HYUNDAI | N/a | MICRO SWITCH PARTES PARA MOTOR A DIESEL PARA MOTOR HYUNDAI IGNIÇÃO P/COMPRESSÃO | HY-R704C | N/a | NOVO | 28 | H. | -
Henrique | HYUNDAI | N/a | REGULADOR PARTES PARA MOTOR A DIESEL PARA MOTOR HYUNDAIIGNIÇÃO P/COMPRESSÃO DIESEL | SQ0214-DL2 | N/a | NOVO | 3 | H. | -
Henrique | HYUNDAI | N/a | VÁLVULA DE ALÍVIO ESPECÍFICA PARTES PARA MOTOR A DIESEL PARA MOTOR HYUNDAI IGNIÇÃO P/COMPRESSÃO DIESEL | SV 49 | N/a | NOVO | 35 | H. | -
Henrique | MAN | N/a | CONTROLADOR MULTIUSO | 1142075-2 | N/a | NOVO | 1 | H. | -
Henrique | MAN | N/a | SENSOR INDUTIVO | 5242831-3 | N/a | NOVO | 5 | H. | -
Henrique | Miba | N/a | CASQUILHO | 2300123465 | N/a | NOVO | 1 | H. | -
Henrique | ROBERT-FRANZ | N/a | BOMBA DE ÓLEO | 0740171-01 | N/a | NOVO | 1 | H. | -
Henrique | Wärtsilä | N/a | KIT DE REPARO PARTES PARA MOTOR WARTSILA | 1911800 | N/a | NOVO | 4 | H. | -
Henrique | Wärtsilä | N/a | FLANGE PARTES DO MOTOR GERADOR PARA MOTOR WARTSILA DE AÇO | 6010001 | N/a | NOVO | 1 | H. | -
Henrique | N/a | N/a | PONTO DE AJUSTE | 82SRPA | N/a | NOVO | 3 | PRATELEIRA 5B | -
Henrique | N/a | N/a | EMBALAGEM PARA TOPO | 60510-12H | N/a | NOVO | 40 | PRATELEIRA 6A | -
Henrique | N/a | N/a | ANEL DE METAL | 61001-15H | N/a | NOVO | 8 | PRATELEIRA 6B | -
Henrique | N/a | N/a | REGULADOR | 61322-01H | N/a | NOVO | 2 | PRATELEIRA 6B | -
Henrique | N/a | N/a | ANEL DE CAMISA | 60610-195 | N/a | NOVO | 50 | PRATELEIRA 6C | -
Henrique | N/a | N/a | LAMB DA CYLIMDER | 60910-03H | N/a | NOVO | 3 | PRATELEIRA 6D | -
Henrique | BALDWIN | N/a | FILTRO DE ÓLEO | BT 564 | N/a | NOVO | 2 | PRATELEIRA 6E | -
Henrique | MIBA | N/a | CASQUILHO | 45148 | 14918 | NOVO | 2 | PRATELEIRA 6E | -
Henrique | N/a | N/a | ANEL DE CAMISA | 159960 | N/a | NOVO | 2 | PRATELEIRA 6E | -
Henrique | N/a | N/a | CASQUILHO | M-AR 3640 M | N/a | NOVO | 10 | PRATELEIRA 6E | -
Henrique | KOREA | N/a | INTERRUPTOR DE NÍVEL | LAL28 83200112A | N/a | NOVO | 6 | PRATELEIRA 6F | -
Henrique | Wärtsilä | N/a | MIBA | 10028 | N/a | NOVO | 2 | PRATELEIRA 7 A | -
Henrique | Wärtsilä | N/a | VÁLVULA DE ADMISSÃO | 12007 | N/a | NOVO | 8 | PRATELEIRA 7 A | -
Henrique | Wärtsilä | N/a | ANEL-O | 100023 | N/a | NOVO | 6 | PRATELEIRA 7 A | -
Henrique | Wärtsilä | N/a | ANEL-O | 100111 | N/a | NOVO | 6 | PRATELEIRA 7 A | -
Henrique | Wärtsilä | N/a | ANEL-O | 100113 | N/a | NOVO | 6 | PRATELEIRA 7 A | -
Henrique | Wärtsilä | N/a | PISTÃO | 113012 | N/a | NOVO | 6 | PRATELEIRA 7 A | -
Henrique | Wärtsilä | N/a | CONJUNTO DE VEDAÇÃO PARA CILINDRO | 120015 | N/a | NOVO | 4 | PRATELEIRA 7 A | -
Henrique | Wärtsilä | N/a | CONJUNTO DE VEDAÇÃO PARA CABEÇA | 120054 | N/a | NOVO | 6 | PRATELEIRA 7 A | -
Henrique | Wärtsilä | N/a | GRANDE FINAL | 111005-111006 | N/a | NOVO | 2 | PRATELEIRA 7 A | -
Henrique | BAUMER | N/a | ANEL-O | 08P1713-L-400 | N/a | NOVO | 6 | PRATELEIRA 7 B | -
Thermo Solutions | N/a | N/a | ANEL-O | 61309-05H | 31538844 | NOVO | 1 | PRATELEIRA 7 B | -
Thermo Solutions | N/a | N/a | PINO DE CAVEIRA | 2001547-4 | N/a | NOVO | 20 | PRATELEIRA 7 B | -
Thermo Solutions | N/a | N/a | ARRUELA | 6120-07H | N/a | NOVO | 10 | PRATELEIRA 7 B | -
Thermo Solutions | N/a | N/a | ANEL-O | N/a | N/a | NOVO | 200 | PRATELEIRA 7 B | -
Thermo Solutions | BRADY | N/a | N / D | Y67944 | 66320 | NOVO | 8 | PRATELEIRA 7 C | -
Thermo Solutions | BRADY | N/a | N / D | 90854 | N/a | NOVO | 6 | PRATELEIRA 7 C | -
Thermo Solutions | BRADY | N/a | N / D | 90848 | Y196598 | NOVO | 6 | PRATELEIRA 7 C | -
Henrique | N/a | N/a | EIXO DE MOLA | 2001554-5 | 186 | NOVO | 10 | PRATELEIRA 7 C | -
Henrique | N/a | N/a | ANEL-O | 703191-7 | 249 | NOVO | 10 | PRATELEIRA 7 C | -
Henrique | N/a | N/a | ANEL DE VEDAÇÃO | D7-4H7X8LON | 2001547-4 | NOVO | 10 | PRATELEIRA 7 C | -
Henrique | N/a | N/a | BUCHA DE FUNDO | 221285 | N/a | NOVO | 6 | PRATELEIRA 7 C | -
Henrique | N/a | N/a | N / D | 1110125914 | N/a | NOVO | 1 | PRATELEIRA 7 C | -
Henrique | N/a | N/a | ROLO | SP080805 | N/a | NOVO | 93 | PRATELEIRA 7 C | -
Henrique | BMC | N/a | ROTOCAP | 0031A1/KR-B.M.C | N/a | NOVO | 28 | PRATELEIRA 7 D | -
Henrique | N/a | N/a | JUNTA PLANA | 4099 | 62NA1002 | NOVO | 2 | PRATELEIRA 7 D | -
Thermo Solutions | N/a | N/a | JUNTA VÁLVULA | 37526 | N/a | NOVO | 1 | PRATELEIRA 7 D | -
Thermo Solutions | N/a | N/a | JUNTA VÁLVULA | 56235 | N/a | NOVO | 1 | PRATELEIRA 7 D | -
Henrique | N/a | N/a | JUNTA DE CABEÇOTE | 63059 | N/a | NOVO | 1 | PRATELEIRA 7 D | -
Thermo Solutions | N/a | N/a | JUNTA DE CABEÇOTE | 64051 | N/a | NOVO | 1 | PRATELEIRA 7 D | -
Thermo Solutions | N/a | N/a | GUARNIÇÃO DA CARCAÇA | 546566 | N/a | NOVO | 2 | PRATELEIRA 7 D | -
Thermo Solutions | N/a | N/a | JUNTA | 616250450001 | N/a | NOVO | 51 | PRATELEIRA 7 D | -
Thermo Solutions | N/a | N/a | JUNTA DE ESCAPE | 61202-27H | N/a | NOVO | 6 | PRATELEIRA 7 D | -
Thermo Solutions | SPIRAX | N/a | CONJUNTO MECANISMO | 731000002 | CF0001 | NOVO | 15 | PRATELEIRA 7 D | -
Thermo Solutions | Wärtsilä | N/a | JUNTA DA MANGUEIRA | 10754 | 3692424 | NOVO | 16 | PRATELEIRA 7 D | -
Thermo Solutions | Wärtsilä | N/a | ANEL-O | 35560 | 3692424 | NOVO | 32 | PRATELEIRA 7 D | -
Thermo Solutions | Wärtsilä | N/a | ANEL-O | 100041 | 3692424 | NOVO | 32 | PRATELEIRA 7 D | -
Thermo Solutions | Wärtsilä | N/a | ANEL-O | 107102 | 3692424 | NOVO | 16 | PRATELEIRA 7 D | -
Thermo Solutions | Wärtsilä | N/a | ANEL-O | 120178 | 3692424 | NOVO | 64 | PRATELEIRA 7 D | -
Thermo Solutions | Wärtsilä | N/a | ANEL-O | 121006 | 3692424 | NOVO | 64 | PRATELEIRA 7 D | -
Thermo Solutions | Wärtsilä | N/a | O-RING DESLIZANTE | 123003 | 3692424 | NOVO | 16 | PRATELEIRA 7 D | -
Thermo Solutions | Wärtsilä | N/a | ANEL-O | 123004 | 3692424 | NOVO | 16 | PRATELEIRA 7 D | -
Thermo Solutions | Wärtsilä | N/a | ANEL-O | 125447 | 3692424 | NOVO | 5 | PRATELEIRA 7 D | -
Thermo Solutions | Wärtsilä | N/a | ANEL-O | 145012 | 3692424 | NOVO | 32 | PRATELEIRA 7 D | -
Thermo Solutions | Wärtsilä | N/a | ANEL-O | 145013 | 3692424 | NOVO | 32 | PRATELEIRA 7 D | -
Thermo Solutions | Wärtsilä | N/a | JUNTA | 145024 | 3692424 | NOVO | 16 | PRATELEIRA 7 D | -
Thermo Solutions | Wärtsilä | N/a | ANEL-O | 150616 | 3692424 | NOVO | 16 | PRATELEIRA 7 D | -
Thermo Solutions | Wärtsilä | N/a | ANEL-O | 156017 | 3692424 | NOVO | 16 | PRATELEIRA 7 D | -
Thermo Solutions | Wärtsilä | N/a | ANEL-O | 156018 | 3692424 | NOVO | 16 | PRATELEIRA 7 D | -
Thermo Solutions | Wärtsilä | N/a | ANEL-O | 165021 | 3692424 | NOVO | 32 | PRATELEIRA 7 D | -
Thermo Solutions | Wärtsilä | N/a | ANEL-O | 165029 | 3692424 | NOVO | 16 | PRATELEIRA 7 D | -
Thermo Solutions | Wärtsilä | N/a | ANEL LIMPADOR | 165038 | 3692424 | NOVO | 16 | PRATELEIRA 7 D | -
Thermo Solutions | Wärtsilä | N/a | ANEL-O | 165145 | 3692424 | NOVO | 16 | PRATELEIRA 7 D | -
Thermo Solutions | Wärtsilä | N/a | ANEL-O | 167122 | 3692424 | NOVO | 16 | PRATELEIRA 7 D | -
Henrique | Wärtsilä | N/a | ANEL-O | 167123 | 3692424 | NOVO | 16 | PRATELEIRA 7 D | -
Henrique | Wärtsilä | N/a | ANEL-O | 167127 | 3692424 | NOVO | 16 | PRATELEIRA 7 D | -
Henrique | Wärtsilä | N/a | ANEL-O | 174022 | 3692424 | NOVO | 2 | PRATELEIRA 7 D | -
Henrique | Wärtsilä | N/a | WASNER | 174034 | 3692424 | NOVO | 1 | PRATELEIRA 7 D | -
Henrique | Wärtsilä | N/a | ANEL-O | 183007 | 3692424 | NOVO | 2 | PRATELEIRA 7 D | -
Henrique | Wärtsilä | N/a | ANEL-O | 211007 | 3692424 | NOVO | 1 | PRATELEIRA 7 D | -
Henrique | Wärtsilä | N/a | ANEL-O | 350017 | 3692424 | NOVO | 16 | PRATELEIRA 7 D | -
Henrique | Wärtsilä | N/a | ANEL-O | 352024 | 3692424 | NOVO | 3 | PRATELEIRA 7 D | -
Henrique | Wärtsilä | N/a | ANEL-O | 352032 | 3692424 | NOVO | 1 | PRATELEIRA 7 D | -
Henrique | Wärtsilä | N/a | ANEL-O | 352069 | 3692424 | NOVO | 1 | PRATELEIRA 7 D | -
Henrique | Wärtsilä | N/a | ANEL-O | 352089 | 3692424 | NOVO | 16 | PRATELEIRA 7 D | -
Henrique | Wärtsilä | N/a | ANEL-O | 354006 | 3692424 | NOVO | 4 | PRATELEIRA 7 D | -
Henrique | Wärtsilä | N/a | ANEL-O | 354017 | 3692424 | NOVO | 1 | PRATELEIRA 7 D | -
Henrique | Wärtsilä | N/a | ANEL-O | 355009 | 3692424 | NOVO | 2 | PRATELEIRA 7 D | -
Henrique | Wärtsilä | N/a | ANEL-O | 355034 | 3692424 | NOVO | 16 | PRATELEIRA 7 D | -
Henrique | Wärtsilä | N/a | ANEL-O | 355036 | 3692424 | NOVO | 2 | PRATELEIRA 7 D | -
Henrique | Wärtsilä | N/a | ANEL-O | 355053 | 3692424 | NOVO | 3 | PRATELEIRA 7 D | -
Henrique | Wärtsilä | N/a | ANEL-O | 355068 | 3692424 | NOVO | 4 | PRATELEIRA 7 D | -
Henrique | Wärtsilä | N/a | ANEL-O | 357046 | 3692424 | NOVO | 1 | PRATELEIRA 7 D | -
Henrique | Wärtsilä | N/a | ANEL-O | 357047 | 3692424 | NOVO | 1 | PRATELEIRA 7 D | -
Thermo Solutions | Wärtsilä | N/a | ANEL-O | 357114 | 3692424 | NOVO | 24 | PRATELEIRA 7 D | -
Henrique | Wärtsilä | N/a | ANEL-O | 471002 | 3692424 | NOVO | 2 | PRATELEIRA 7 D | -
Thermo Solutions | Wärtsilä | N/a | DISCO DE COBERTURA | 100007 / 100008 | N/a | NOVO | 2 | PRATELEIRA 8D | -
Thermo Solutions | N/a | N/a | CONE DA VÁLVULA DE ESCAPE | 2144861 | N/a | NOVO | 8 | PRATELEIRA 9 A | -
Thermo Solutions | N/a | N/a | JUNTA | 3006556 | N/a | NOVO | 1 | PRATELEIRA 9 A | -
Thermo Solutions | N/a | N/a | PORCA Sextavada M10 | 3016676 | N/a | NOVO | 1 | PRATELEIRA 9 A | -
Thermo Solutions | N/a | N/a | VÁLVULA INDICADORA | 1293068 | N/a | NOVO | 1 | PRATELEIRA 9 B | -
Thermo Solutions | N/a | N/a | BICO DE INJEÇÃO (13X0,41X82) | 2418390 | N/a | NOVO | 1 | PRATELEIRA 9 B | -
Thermo Solutions | N/a | N/a | CONJUNTO V/V DE ENTRADA | 2595829 | N/a | NOVO | 12 | PRATELEIRA 9 B | -
Thermo Solutions | N/a | N/a | PAR DE ARRUELA DE TRAVA | 2683490 | N/a | NOVO | 1 | PRATELEIRA 9 B | -
Thermo Solutions | N/a | N/a | O-RING HOMEM 356, 23,40X 3,53 FPM1-70 | 1668445-3 | N/a | NOVO | 3 | PRATELEIRA 9 B | -
Thermo Solutions | N/a | N/a | O-RING: K01 E01 | 30-2020 7C-7747 | N/a | NOVO | 1 | PRATELEIRA 9 B | -
Thermo Solutions | N/a | N/a | TUBO DE PRESSÃO | 61309-05H | N/a | NOVO | 4 | PRATELEIRA 9 B | -
Thermo Solutions | N/a | N/a | PRESSÃO S/P (ART. Nº063909) | 61319-01H | N/a | NOVO | 5 | PRATELEIRA 9 B | -
Thermo Solutions | N/a | N/a | PRESSÃO S/P (ART.Nº 063907) | 61322-01H | N/a | NOVO | 2 | PRATELEIRA 9 B | -
Thermo Solutions | N/a | N/a | CONJUNTO DE BRAÇADEIRA DE PERFIL | AHP 1500 | N/a | NOVO | 1 | PRATELEIRA 9 B | -
Thermo Solutions | N/a | N/a | ANEL DE VEDAÇÃO REDONDO | N/a | N/a | NOVO | 4 | PRATELEIRA 9 B | -
Thermo Solutions | N/a | N/a | ANEL DE VEDAÇÃO REDONDO | N/a | N/a | NOVO | 1 | PRATELEIRA 9 B | -
Thermo Solutions | N/a | N/a | ANEL DE VEDAÇÃO REDONDO | V2931-170F | N/a | NOVO | 1 | PRATELEIRA 9 B | -
Thermo Solutions | BALDOR | N/a | ANEL DE VEDAÇÃO REDONDO | 1723 | N/a | NOVO | 1 | PRATELEIRA 9 E | -
Thermo Solutions | Cummins | N/a | ANEL DE VEDAÇÃO REDONDO | 3075524 | N/a | NOVO | 1 | PRATELEIRA 9 E | -
Thermo Solutions | Cummins | N/a | ANEL DE VEDAÇÃO REDONDO | 3639827 | N/a | NOVO | 26 | PRATELEIRA 9 E | -
Thermo Solutions | N/a | N/a | ANEL DE VEDAÇÃO REDONDO | 61201-15H | N/a | NOVO | 1 | PRATELEIRA 9 E | -
Henrique | Wärtsilä | N/a | VÁLVULA DE SEGURANÇA 230 BAR | 100007 / 100008 | N/a | NOVO | 2 | PRATELEIRA 9B | -
Thermo Solutions | Cummins | NT855 | COLETOR DE ESCAPE | 3031187 | N/a | NOVO | 10 | H. | -
Thermo Solutions | Cummins | NT855 | PINO DE PISTÃO | 3934047 | N/a | NOVO | 4 | H. | -
Henrique | Caterpillar | PR-1000C/3208/3412/231D | VÁLVULA DE ESCAPE - ØEIXO 9.5mm - ØEIXO BASE 46mm - COMP.EIXO 130mm | 119-6772 | N/a | NOVO | 8 | H. | -
Henrique | Caterpillar | PS-500/PR-1000C/3208/613C | MEIA BRONZINA - RAIO INTERIOR 44mm - RAIO EXTERIOR 47mm | 4W-8091 | N/a | NOVO | 6 | H. | -
Thermo Solutions | Cummins | QSB 6.7L | KIT DE JUNTAS | 4955229 | N/a | NOVO | 11 | H. | -
Thermo Solutions | Cummins | QSK19 | TUBO DE DRENAGEM DE ÓLEO TURBO | 3086018 | N/a | NOVO | 3 | H. | -
Thermo Solutions | Cummins | QSK19 / QSK38 | TAMPA SELO P/ HASTE DA VÁLVULA | 4099092 | N/a | NOVO | 4 | H. | -
Thermo Solutions | Cummins | QSK19 / QSK39 | TAMPA SELO P/ HASTE DA VÁLVULA | 4099093 | N/a | NOVO | 16 | H. | -
Thermo Solutions | Cummins | QSK19 / QSK40 | KIT 4X TAMPA SELO P/ HASTE DA VÁLVULA | 3408282 | N/a | NOVO | 2 | H. | -
Thermo Solutions | Cummins | QSK45 | CORE AFTERCOOLER | 3641079 | N/a | NOVO | 4 | H. | -
Thermo Solutions | Cummins | QSK45 | CHICOTE ELÉTRICO | 4007287 | N/a | NOVO | 2 | H. | -
Thermo Solutions | Cummins | QSK45 / QSK60 | UNIDADE INJETORA DE COMBUSTÍVEL | 4326781 | N/a | NOVO | 7 | H. | -
Henrique | Cummins | QSK45 / QSK60 | BOMBA DE COMBÚSTIVEL | 4903567 | N/a | NOVO | 1 | H. | -
Henrique | Cummins | QSK45 / QSK60 / QSK95 | KIT DE PISTÃO | 4309253 | N/a | NOVO | 2 | H. | -
Henrique | Cummins | QSK60 | ATUADOR DE CONTROLE DE COMBUSTÍVEL | 3330602 | N/a | NOVO | 1 | H. | -
Henrique | Cummins | QSK60/QSK95 | HASTE DE CONEXÃO DO ROLAMENTO | 3636495 | N/a | NOVO | 6 | H. | -
Henrique | Cummins | QSM11 | KIT DE JUNTAS | 4089478 | N/a | NOVO | 1 | H. | -
Thermo Solutions | Cummins | QSX15/ISX15 | CHICOTE ELÉTRICO | 3643003 | N/a | NOVO | 2 | H. | -
Thermo Solutions | Cummins | QSX15G8/QSZ13G7/QSG12G2/QSG12G1/6LTAA9.5-G1/QSL9G5/QSB7G5/6BTAA5.9G7/6BTAA5 .9G6/6BTA5.9G5 | TRANSFORMADOR | 0302-2057-42 | N/a | NOVO | 1 | H. | -
Thermo Solutions | Cummins | SERIE B | KIT DE JUNTAS DO COLETOR DE ESCAPE | 3929881 | N/a | NOVO | 13 | H. | -
Thermo Solutions | Cummins | SERIE B 4 cilindros | KIT DE BRONZINA DO ROLAMENTO PRINCIPAL | 4955856 | N/a | NOVO | 32 | H. | -
Henrique | Caterpillar | SR4 / SR4B / SR4BHV / SR5 / SR4HV | CONJUNTO DE DISSIPADOR DE CALOR | 298-3648 | N/a | NOVO | 2 | H. | -
Henrique | Caterpillar | SR4/3304B/W330B/IT12B/815B/120G | FILTRO DE COMBUSTÍVEL - ROSCA 1''-14G - ØEXTERNO 86mm | 1R0750 | N/a | NOVO | 1 | H. | -
Henrique | Caterpillar | SR4/SR4B/3408/3408B/RM400RM500B | PLUG CONECTOR C/ 70 CAVIDADES | 147-1445 | N/a | NOVO | 121 | H. | -
Henrique | Caterpillar | SR4B/3116/3126B/IT12B/815B | VALVULA REGULADORA FILTRO DO ÓLEO DO MOTOR - ØINTERNO 11mm - ØEXTERNO 17.5mm - COMP. 38,5mm | 7C1493 | N/a | NOVO | 4 | H. | -
Henrique | Caterpillar | SR4BHV/SR500/D375D/3408B | PAR DE TRAVA P/ VÁLVULA DE ADMISSÃO/ESCAPE - RAIO 5,5mm - COMP.9mm | 2A4429 | N/a | NOVO | 16 | H. | -
Thermo Solutions | Deutz | TCD2013 | CASQUILHO BIELA MOTOR A DIESEL DEUTZ TCD2013 | 4257080 | N/a | NOVO | 7 | H. | -
Henrique | Caterpillar | TH31-E61/TH55-E70/CB-614/CS-553/225B/3150 | ANEL DE VEDAÇÃO - ØINTERNO 110.5mm - ØEXTERNO 117mm - ESPESSURA 3.5mm | 9M9729 | N/a | NOVO | 1 | H. | -
Thermo Solutions | Cummins | TIER 1 POWER GEN 3.9L | TUBO Ø6mm DO INJETOR DE COMBUSTÍVEL | 3283382 | N/a | NOVO | 1 | H. | -
Henrique | Caterpillar | TRATOR DE ESTEIRA D8/D8T | ESTRUTURA TÉRMICA | 420-9277 | N/a | NOVO | 5 | H. | -
Henrique | Caterpillar | TRATOR DE ESTEIRA D9T | ESTRUTURA TÉRMICA | 394-5036 | N/a | NOVO | 6 | H. | -
Henrique | Caterpillar | TRATORES DE ESTEIRA | JOYSTICK DE COMANDO | 454-6812 | N/a | NOVO | 6 | H. | -
Thermo Solutions | STX | V32/40 | VÁLVULA DE SEGURANÇA | 5703001 | N/a | NOVO | 26 | PRATELEIRA 5B | -
| STX | V32/40 | BUCHA DE ROLAMENTO (NR29/S) | − | 114-03-012/KA | NOVO | 30 UNITS | 4D | -
| STX | V32/40 | SAPATA DE FIXAÇÃO | − | 113-04-010/K | NOVO | 12 UNITS | 4E | -
| STX | V32/40 | PINO DE COLAR | − | 161-02-001 | NOVO | 12 UNITS | 5C E 5D | -
| STX | V32/40 | ANEL DE COMRESSÃO | − | 057-03-001 | NOVO | 26 UNITS | 5B | -
| STX | V32/40 | ANEL DE COMRESSÃO | − | 114-03-001E | NOVO | 56 UNITS | 1 CHÃO | -
| STX | V32/40 | TAMPA D01 C05 | − | 221-04-M/L | NOVO | 28 UNITS | 5C | -
| STX | V32/40 | PORCA Sextavada M10 | − | 161-02-003 | NOVO | 28 UNITS | 4E | -
| STX | V32/40 | ANEL DE VEDAÇÃO REDONDO | − | 073-23-E02/1 | NOVO | 42 UNITS | 3C | -
| STX | V32/40 | ANEL DE VEDAÇÃO | − | 012-17-A18 | NOVO | 12 UNITS | 4E | -
| STX | V32/40 | ANEL DE VEDAÇÃO | − | 434-17-505 | NOVO | 56 UNITS | 4E | -
| STX | V32/40 | ANEL DE VEDAÇÃO | − | 221-04-020 | NOVO | 112 UNITS | 4E | -
| STX | V32/40 | ANEL DE VEDAÇÃO | − | 447-36-079 | NOVO | 18 UNITS | 4E | -
| STX | V32/40 | ANEL DE VEDAÇÃO | − | 050-07-024 | NOVO | 112 UNITS | 4E | -
| STX | V32/40 | ANEL DE VEDAÇÃO (STD, 10MM) | − | 050-07-032 | NOVO | 28 UNITS | 3C | -
| STX | V32/40 | SELAGEM | − | 050-07-032A | NOVO | 56 UNITS | 3C | -
| STX | V32/40 | TAMPA DE VEDAÇÃO COMP LADO | − | 050-07-007 | NOVO | 112 UNITS | 3C | -
| STX | V32/40 | ANEL DE VEDAÇÃO: K01 B08 | − | 434-17-517 | NOVO | 58 UNITS | 4E | -
| STX | V32/40 | ANEL DE VEDAÇÃO: K01 B08 | − | 161-02-A07 | NOVO | 14 UNITS | 4E | -
| STX | V32/40 | INICIANDO CONJUNTO V/V | − | 161-02-A06 | NOVO | 14 UNITS | 4E | -
| STX | V32/40 | PARAFUSO | − | 162-03-017 | NOVO | 6 UNITS | 4E | -
| STX | V32/40 | ANEL DE IMPULSO, LADO COMP (NR29/S) | − | 162-03-009 | NOVO | 6 UNITS | 4E | -
| STX | V32/40 | PARAFUSO CORTADO (NR29/S) | − | 447-36-131 | NOVO | 6 UNITS | 4E | -
| STX | V32/40 | PEÇA CONE V/V DUAS PARTES | − | 050-07-034A | NOVO | 42 UNITS | 1B | -
| STX | V32/40 | V-CLAMP (NR26/R, NR29/S, TCR 20) | − | 077-03-017 | NOVO | 19 UNITS | 3C | -
| STX | V32/40 | BERING SHELL (CASQUILHO) | − | 077-03-016 | NOVO | 24 UNITS | 3C | -
| STX | V32/40 | BERING SHELL (CASQUILHO) | − | 29S139/517-087 | NOVO | 8 UNITS | 1C | -
| STX | V32/40 | CASCO SUPERIOR B/R (CASQUILHO) | − | 419-04-001C | NOVO | 28 UNITS | 1 CHÃO | -
| STX | V32/40 | CASCO INFERIOR B/R (CASQUILHO) | − | 434-17-501 | NOVO | 14 UNITS | 1 CHÃO | -
| STX | V32/40 | BUCHA DE BIELA ​​(BUCHA DE BIELA) | − | 29S139/517-037 | NOVO | 6 UNITS | 1 CHÃO | -
| STX | V32/40 | ELEMENTO DE BOMBA REVESTIDO | − | 29S139/520-028 | NOVO | 6UNITS | 1 CHÃO | -
| STX | V32/40 | ELEMENTO DE BOMBA REVESTIDO | − | 29S139/520-068 | NOVO | 8 UNITS | 1 CHÃO | -
| STX | V32/40 | BICO INJETOR | − | 29S139/501-006 | NOVO | 24 UNITS | 1 CHÃO | -
| STX | V32/40 | JUNTE-SE | − | 29S139/517-032 | NOVO | 35 UNITS | 1 CHÃO | -
| STX | V32/40 | JUNTE-SE | − | 29S139/501-008/K | NOVO | 50 UNITS | 1 CHÃO | -
| STX | V32/40 | PEÇA ROSCADA | − | 29S139/501-007 | NOVO | 49 UNITS | 1 CHÃO | -
| STX | V32/40 | ACOPLAMENTO DE COTOVELO | − | 29S139/501-009 | NOVO | 6 UNITS | 1 CHÃO | -
| STX | V32/40 | UNIÃO E REGISTRO | − | 29S139/501-005 | NOVO | 6 UNITS | 1 CHÃO | -
| STX | V32/40 | BEARING BUSH (NR29/S) | − | 29S139/517-003 | NOVO | 2 UNITS | 1 CHÃO | -
| STX | V32/40 | GASKET | − | 447-36-121 | NOVO | 30 UNITS | 4E | -
| STX | V32/40 | PRESSURE S/P (ART.Nº 063907) | − | 114-03-003K | NOVO | 24 UNITS | 1C | -
| STX | V32/40 | PRESSURE S/P (ART. Nº063909) | − | 113-04-006K | NOVO | 24 UNITS | 1C | -
| STX | V32/40 | COVERING DISC | − | 29S139/517-009 | NOVO | 4 UNITS | 1B | -
| STX | V32/40 | COMRESSION RING | − | 034-15-001 | NOVO | 36 UNITS | 1B | -
| STX | V32/40 | COMRESSION RING | − | 034-15-002 | NOVO | 36 UNITS | 1B | -
| STX | V32/40 | PROFILE CLAMP ASS`Y | − | 29S139/546-005 | NOVO | 7 UNITS | 1C E 5B | -
| STX | V32/40 | V-CLAMP (NR26/R, NR29/S, TCR 20) | − | 29S139/546-004 | NOVO | 3 UNITS 1 MISSING SCREW | 1C | -
| STX | V32/40 | BERING SHELL (CASQUILHO) | 02169-0203 | 030-02-A/1 | NOVO | 16 UNITS | 3B | -
| STX | V32/40 | BERING SHELL (CASQUILHO) | 02169-0293 | 030-02-A/1 | NOVO | 17 UNITS | PRATELEIRA 4A 4 UNIDADES 4B 22 3B 2 | -
| STX | V32/40 | UPPER B/R SHELL (CASQUILHO) | 02169-3538 | 021-07-001A | NOVO | 14 PAIRS | 2 A B C D E | -
| STX | V32/40 | LOWER B/R SHELL (CASQUILHO) | 02169-3540 | 021-07-002A | NOVO | 12 PAIRS | 2 A B C D E | -
| STX | V32/40 | CONNECTING ROD BUSHING (BUCHA DE BIELA) | 03068-007071-72-73 | − | NOVO | 28 UNITS | 3D | -
Thermo Solutions | STX | V32/40 | ELEMENTO DA BOMBA REVESTIDO | 200-11-C | N/a | NOVO | 20 | PRATELEIRA 5F | -
Thermo Solutions | STX | V32/40 | ELEMENTO DA BOMBA REVESTIDO | 200-11-C/1 | N/a | NOVO | 22 | PRATELEIRA 5G | -
Thermo Solutions | STX | V32/40 | BICO INJETOR | 221-04-M/2 | N/a | NOVO | 28 | PRATELEIRA 5C | -
Thermo Solutions | STX | V32/40 | JUNTA | 322-16-025 | N/a | NOVO | 6 | PRATELEIRA 5A | -
Thermo Solutions | STX | V32/40 | JUNTA | 322-16-026 | N/a | NOVO | 12 | PRATELEIRA 5A | -
Thermo Solutions | STX | V32/40 | PEÇA ROSCADA | 434-17-001A | N/a | NOVO | 6 | PRATELEIRA 5B | -
Thermo Solutions | STX | V32/40 | ACOPLAMENTO DE COTOVELO | 61430-03H-0038 | 11CO05978 | NOVO | 5 | PRATELEIRA 7 C | -
Thermo Solutions | STX | V32/40 | UNIÃO E REDICIMENTO | 61430-03H-217 | N/a | NOVO | 5 | PRATELEIRA 7 C | -

## Parts US-English
$ | Manufacturer | Aplication | Description | Part Number | Plate Number | Condição do Produto | Qty. | Local de Estoque | Observação
Henrique | Caterpillar | 3208 | TIMING BELT ``V`` - CIRCUMFERENCE 1200mm - THICKNESS 9mm - BELT WIDTH 12.5mm | 4P0454 | N/a | NEW | 1 | H. | -
Henrique | Caterpillar | 3208 | RUBBER SEALING - COMP. 655mm - THICKNESS 14mm | 4W5518 | N/a | NEW | 1 | H. | -
Thermo Solutions | Caterpillar | 3412 | Head | 1541612 | N/a | USED | 16 | GALPÃO | -
Thermo Solutions | Caterpillar | 3412 | front group box | 1729315 | N/a | USED | 1 | GALPÃO | -
Thermo Solutions | Caterpillar | 3412 | Radiator | 9Y-6675 | N/a | USED | 1 | GALPÃO | -
Thermo Solutions | Caterpillar | 3412 | Piston + piston rings | 137L12A3 | N/a | NEW | 9 | GALPÃO | -
Henrique | Caterpillar | 3412 | Structure + Radiator + Parts | 34/12 | N/a | USED | 1 | GALPÃO | -
Henrique | Caterpillar | 3412 | Cylinder Coating; Piston; Origins and Rings | 9Y-7212 | N/a | NEW | 1 | GALPÃO | -
Thermo Solutions | Caterpillar | 3500 | SEALING RING | 1251372 | N/a | NEW | 5 | PRATELEIRA 8 D | -
Thermo Solutions | Caterpillar | 3500 | ELBOW IN HOSE | 1417143 | N/a | NEW | 2 | PRATELEIRA 8 D | -
Thermo Solutions | Caterpillar | 3500 | SEALING RING | 2006410 | N/a | NEW | 6 | PRATELEIRA 8 D | -
Thermo Solutions | Caterpillar | 3500 | SEALING PRESS | 2065988 | N/a | NEW | 11 | PRATELEIRA 8 D | -
Thermo Solutions | Caterpillar | 3500 | O-RIKNG SEAL | 2147568 | N/a | NEW | 20 | PRATELEIRA 8 D | -
Thermo Solutions | Caterpillar | 3500 | WASHER (WASHER) | 2266575 | N/a | NEW | 2 | PRATELEIRA 8 D | -
Thermo Solutions | Caterpillar | 3500 | SEALING KIT | 2295333 | N/a | NEW | 11 | PRATELEIRA 8 D | -
Thermo Solutions | Caterpillar | 3500 | SEALING RING | 095-1674 | N/a | NEW | 20 | PRATELEIRA 8 D | -
Thermo Solutions | Caterpillar | 3500 | TABLE | 124-0149 | N/a | NEW | 2 | PRATELEIRA 8 A | -
Thermo Solutions | Caterpillar | 3500 | FUSE | 131-3474 | N/a | NEW | 3 | PRATELEIRA 8 D | -
Thermo Solutions | Caterpillar | 3500 | BELT 8K (BELT) | 141-7116 | N/a | NEW | 2 | PRATELEIRA 8 D | -
Thermo Solutions | Caterpillar | 3500 | NUT 34/12 | 1F-7958 | N/a | NEW | 1 | PRATELEIRA 8 B | -
Thermo Solutions | Caterpillar | 3500 | BOARD (BOARD) | 203-7859 | N/a | NEW | 4 | PRATELEIRA 8 D | -
Thermo Solutions | Caterpillar | 3500 | SEALING RING | 219-7000 | N/a | NEW | 8 | PRATELEIRA 8 D | -
Henrique | Caterpillar | 3500 | TUBE JUMPER | 225-3244 | N/a | NEW | 3 | PRATELEIRA 8 D | -
Henrique | Caterpillar | 3500 | STAMP | 262-4568 | N/a | NEW | 10 | PRATELEIRA 8 D | -
Henrique | Caterpillar | 3500 | SEAL-PIP | 296-5820 | N/a | NEW | 69 | PRATELEIRA 8 D | -
Henrique | Caterpillar | 3500 | BEAM | 2D-8155 | N/a | NEW | 3 | PRATELEIRA 8 B | -
Henrique | Caterpillar | 3500 | RING | 2W-4005 | N/a | NEW | 3 | PRATELEIRA 8 D | -
Henrique | Caterpillar | 3500 | RETAINER | 2W-4006 | N/a | NEW | 2 | PRATELEIRA 8 D | -
Henrique | Caterpillar | 3500 | ACTUATOR | 304-9398 | N/a | NEW | 1 | PRATELEIRA 8 B | -
Henrique | Caterpillar | 3500 | MAIN BEARING | 3563-0040 | N/a | NEW | 7 | PRATELEIRA 8 B | -
Henrique | Caterpillar | 3500 | BOARD (BOARD) | 360-7990 | N/a | NEW | 5 | PRATELEIRA 8 D | -
Henrique | Caterpillar | 3500 | RING | 3M 6360 + 6V5134 ( SEAL RING) + 6V 8398 | N/a | NEW | 7 | PRATELEIRA 8 D | -
Henrique | Caterpillar | 3500 | SEALING RING | 3P0653 | N/a | NEW | 2 | PRATELEIRA 8 D | -
Henrique | Caterpillar | 3500 | DRIVING PACKAGE | 5N9366 | N/a | NEW | 1 | PRATELEIRA 8 D | -
Henrique | Caterpillar | 3500 | RETENTION SUPPORT | 5P7854 | N/a | NEW | 1 | PRATELEIRA 8 D | -
Henrique | Caterpillar | 3500 | STAMP | 5P8068 | N/a | NEW | 7 | PRATELEIRA 8 D | -
Henrique | Caterpillar | 3500 | TE ( T ) | 6?9837 | N/a | NEW | 1 | PRATELEIRA 8 D | -
Henrique | Caterpillar | 3500 | KIT O-RIING 5 | 60 501 0440 | N/a | NEW | 1 | PRATELEIRA 8 D | -
Henrique | Caterpillar | 3500 | N/A | 60-8789 | N/a | NEW |  | PRATELEIRA 8 D | -
Henrique | Caterpillar | 3500 | TE ( T ) | 6J-8789 | N/a | NEW | 1 | PRATELEIRA 8 D | -
Henrique | Caterpillar | 3500 | STAMP | 6V5101 | N/a | NEW | 5 | PRATELEIRA 8 D | -
Henrique | Caterpillar | 3500 | GLOVE | 6V8639 | N/a | NEW | 1 | PRATELEIRA 8 D | -
Henrique | Caterpillar | 3500 | SPACER | 7N2597 | N/a | NEW | 1 | PRATELEIRA 8 D | -
Henrique | Caterpillar | 3500 | STAMP | 8C0624 | N/a | NEW | 2 | PRATELEIRA 8 D | -
Henrique | Caterpillar | 3500 | SEALING RING | 8C5196 | N/a | NEW | 3 | PRATELEIRA 8 D | -
Henrique | Caterpillar | 3500 | TERMINATION. BATTERY | 8C-5917 | N/a | NEW | 1 | PRATELEIRA 8 D | -
Henrique | Caterpillar | 3500 | COVER AS TERMINAL | 9G0003 | N/a | NEW | 1 | PRATELEIRA 8 D | -
Henrique | Caterpillar | 3500 | SEALING RING | 9M2092 | N/a | NEW | 1 | PRATELEIRA 8 D | -
Henrique | Caterpillar | 3500 | BOARD (BOARD) | A4692W2 | N/a | NEW | 2 | PRATELEIRA 8 D | -
Henrique | Caterpillar | 3500 | WASHER (WASHER) | LX-0578 | N/a | NEW | 1 | PRATELEIRA 8 D | -
Henrique | Caterpillar | 3500 | SCREW WITH NUT | N/a | N/a | NEW | 3 | PRATELEIRA 8 D | -
Thermo Solutions | N/a | 3500 | JG REPAIR | 1089342 | N/a | NEW | 1 | PRATELEIRA 8 B | -
Henrique | N/a | 3500 | IRON CLAP | 8S611 | N/a | NEW | 1 | PRATELEIRA 8 D | -
Henrique | N/a | 3500 | FAN SHAFT | N/a | N/a | NEW | 1 | PRATELEIRA 8 C | -
Henrique | N/a | 3500 | LEVELING TUBE | N/a | N/a | NEW | 1 | PRATELEIRA 8 D | -
Thermo Solutions | N/a | 4112 | JOINS | 11CO06094 | 61200227H-16 | NEW | 20 | PRATELEIRA 7 D | -
Henrique | Caterpillar | D5R / D6N | DIFFERENTIAL ASSEMBLY | 448-4208 | N/a | NEW | 1 | H. | -
Thermo Solutions | Deutz | 1114 E 2114 | TOOTH BELT FOR TRACTOR 4 AND 6 CYLINDER ENGINES MODELS 1114 AND 2114 | 4006628 | N/a | NEW | 4 | H. | -
Henrique | Caterpillar | 120G / 12G / 130G / 140G / 16H / 18 / 18M3 | 1" CUTTING EDGE FOR CATERPILLAR MOTOR GRADERS | 4T-2231 | N/a | NEW | 2 | H. | -
Thermo Solutions | Cummins | 14.0L N14 | SET OF 4 SPRINGS | 3081212 | N/a | NEW | 6 | H. | -
Henrique | Caterpillar | 14G / D6 / D11 | ACCESS STEP | 7T-5140 | N/a | NEW | 1 | H. | -
Thermo Solutions | Wärtsilä | 18V38 | CYLINDER JACKET PARTS FOR WARTSILA ENGINE IGNITION FOR COMPRESSION DIESEL STEEL | 1050-001 | N/a | NEW | 11 | H. | -
Thermo Solutions | Wärtsilä | 18V38 | SCRAPER RING CYLINDER LINER PARTS FOR WARTSILA ENGINE IGNITION FOR DIESEL COMPRESSION | 1050-00718 | N/a | NEW | 22 | H. | -
Thermo Solutions | Wärtsilä | 18V38 | INJECTOR NOZZLE FUEL INJECTOR PARTS FOR MOTORWARTSILA IGNITION FOR DIESEL COMPRESSION | 1670-003 | N/a | NEW | 29 | H. | -
Thermo Solutions | Wärtsilä | 18V38 | CENTRAL PARTS SPRING FOR WARTSILA ENGINE IGNITION FOR DIESEL COMPRESSION AISI 430 | 2240-005 | N/a | NEW | 14 | H. | -
Thermo Solutions | N/a | 22/16 V22/21 | JOINS | 1106991 | N/a | NEW | 8 | PRATELEIRA 6A | -
Thermo Solutions | Wärtsilä | 22/16 V22/21 | PLUG | 111103 | 3692424 | NEW | 16 | PRATELEIRA 5D | -
Thermo Solutions | Wärtsilä | 22/16 V22/21 | SHAFT SEAL | 120010 | 3692424 | NEW | 32 | PRATELEIRA 5D | -
Thermo Solutions | Wärtsilä | 22/16 V22/21 | COMPRESSION SPRING | 123005 | 3692424 | NEW | 14 | PRATELEIRA 5D | -
Thermo Solutions | Wärtsilä | 22/16 V22/21 | RETENTION RING | 143017 | 3692424 | NEW | 32 | PRATELEIRA 5D | -
Thermo Solutions | Wärtsilä | 22/16 V22/21 | WEAR PLATE | 165016 | 3692424 | NEW | 16 | PRATELEIRA 5D | -
Thermo Solutions | Wärtsilä | 22/16 V22/21 | STEM | 167102 | 3692424 | NEW | 32 | PRATELEIRA 5D | -
Thermo Solutions | Wärtsilä | 22/16 V22/21 | NUT | 174030 | 3692424 | NEW | 1 | PRATELEIRA 5D | -
Thermo Solutions | Wärtsilä | 22/16 V22/21 | JOINS | 200135 | 3692424 | NEW | 16 | PRATELEIRA 5D | -
Thermo Solutions | Wärtsilä | 22/16 V22/21 | SLIDING O-RING | 211003 | 3692424 | NEW | 8 | PRATELEIRA 5D | -
Thermo Solutions | Wärtsilä | 22/16 V22/21 | PIPE UNION | 352096 | 3692424 | NEW | 4 | PRATELEIRA 5D | -
Thermo Solutions | Wärtsilä | 22/16 V22/21 | BEARING | 100013 | N/a | NEW | 1 | PRATELEIRA 5E | -
Thermo Solutions | Wärtsilä | 22/16 V22/21 | BEARING | 100145 | N/a | NEW | 8 | PRATELEIRA 5E | -
Thermo Solutions | Wärtsilä | 22/16 V22/21 | BEARING | 100146 | N/a | NEW | 8 | PRATELEIRA 5E | -
Thermo Solutions | Wärtsilä | 22/16 V22/21 | BEARING | 100147 | N/a | NEW | 1 | PRATELEIRA 5E | -
Thermo Solutions | Wärtsilä | 22/16 V22/21 | BEARING | 111106 | N/a | NEW | 15 | PRATELEIRA 5E | -
Thermo Solutions | Wärtsilä | 22/16 V22/21 | BEARING | 111107 | N/a | NEW | 15 | PRATELEIRA 5E | -
Thermo Solutions | Wärtsilä | 22/16 V22/21 | VALVE SEAT | 120002 | N/a | NEW | 64 | PRATELEIRA 6D | -
Thermo Solutions | Wärtsilä | 22/16 V22/21 | JOINS | 157002 | N/a | NEW | 4 | PRATELEIRA 6A | -
Thermo Solutions | Wärtsilä | 22/16 V22/21 | FILTER ELEMENT | 470130 | N/a | NEW | 4 | PRATELEIRA 6C | -
Thermo Solutions | Wärtsilä | 22/16 V22/21 | FILTER ELEMENT | 471135 | N/a | NEW | 4 | PRATELEIRA 6C | -
Henrique | Caterpillar | 225/3208/PR-1000/613B/PR-500 | JOINS | 9N0258 | N/a | NEW | 1 | H. | -
Henrique | Caterpillar | 235B - 235C - 245 - 245B | CAT RETAINER W/INTERNAL Ø 138mm - EXTERNAL Ø 152mm | 8C-3831 | N/a | NEW | 2 | H. | -
Thermo Solutions | NICO | 28/32 | INJECTION PUMP | 68190 | N/a | USED | 20 | GALPÃO | -
Thermo Solutions | MAN | 28/32 | HEAT EXCHANGER | 76613 | N/a | USED | 1 | GALPÃO | -
Thermo Solutions | MAN | 28/32 | O-RING | 123009 | 3692424 | NEW | 24 | PRATELEIRA 7 D | -
Thermo Solutions | MAN | 28/32 | CYLINDER BED | 1152579 | N/a | USED | 9 | GALPÃO | -
Thermo Solutions | MAN | 28/32 | JOINS | 3123490 | 6150112H0032 | NEW | 1 | PRATELEIRA 7 D | -
Henrique | MAN | 28/32 | JOINS | 31351565 | S047517031 | NEW | 12 | PRATELEIRA 7 D | -
Thermo Solutions | MAN | 28/32 | PARKING | 31572102 | 6162504H | NEW | 110 | PRATELEIRA 7 D | -
Thermo Solutions | MAN | 28/32 | CAP | 10092017196-7 | 1403109-9 | NEW | 6 | PRATELEIRA 6E | -
Thermo Solutions | MAN | 28/32 | CRANKSHAFT | 101180B / 2149.3 | N/a | USED | 1 | GALPÃO | -
Thermo Solutions | MAN | 28/32 | PACKAGING | 11CO05978 | 6143003H0110 | NEW | 6 | PRATELEIRA 7 D | -
Thermo Solutions | MAN | 28/32 | ROD BUSHING | 166990-21 | N/a | NEW | 12 | PRATELEIRA 6D | -
Henrique | MAN | 28/32 | FULL HEAD | 28/32 | N/a | USED | 10 | GALPÃO | -
Henrique | MAN | 28/32 | connecting rod | 28/32 | N/a | USED | 18 | GALPÃO | -
Henrique | MAN | 28/32 | KIT A10 | 5945-40 | N/a | NEW | 1 | PRATELEIRA 7 B | -
Thermo Solutions | MAN | 28/32 | O-RING | 60309-05H | 31538814 | NEW | 4 | PRATELEIRA 7 B | -
Thermo Solutions | MAN | 28/32 | MMX | 60430-09H / 0011 | 31351365 | NEW | 30 | PRATELEIRA 7 D | -
Henrique | MAN | 28/32 | BANJO CONNECTION | 60501-13H | N/a | NEW | 15 | PRATELEIRA 8 D | -
Henrique | MAN | 28/32 | CASE | 60501-13H | N/a | NEW | 6 | PRATELEIRA 8 D | -
Henrique | MAN | 28/32 | O-RING | 60501-13H | N/a | NEW | 550 | PRATELEIRA 7 B | -
Henrique | MAN | 28/32 | BEARING | 60501-13H | N/a | NEW | 3 | PRATELEIRA 9 B | -
Thermo Solutions | MAN | 28/32 | ROTOCAP | 6050221H | 7306/0064 | NEW | 731 | CHÃO | -
Thermo Solutions | MAN | 28/32 | ROTOCAP | 6050221H | 7306/0064 | NEW | 95 | PRATELEIRA 6G | -
Henrique | MAN | 28/32 | SWINGS | 60502-21H | N/a | NEW | 8 | PRATELEIRA 9 E | -
Henrique | MAN | 28/32 | GUIDE | 60502-21H | N/a | NEW | 5 | PRATELEIRA 8 D | -
Henrique | MAN | 28/32 | PRESSURE PIECE | 60502-21H | N/a | NEW | 33 | PRATELEIRA 8 D | -
Henrique | MAN | 28/32 | SCREW PLUG | 60502-21H | N/a | NEW | 9 | PRATELEIRA 8 D | -
Henrique | MAN | 28/32 | O-RING | 60510-12H | N/a | NEW | 200 | PRATELEIRA 7 B | -
Henrique | PETRO DIESEL | 28/32 | FULL ROD | 60601-34H | N/a | NEW | 9 | GALPÃO | -
Henrique | MAN | 28/32 | O-RING | 60610-195 | N/a | NEW | 1340 | PRATELEIRA 7 B | -
Thermo Solutions | MAN | 28/32 | O-RING | 60610-19S | 31584230 | NEW | 1340 | PRATELEIRA 7 B | -
Henrique | MAN | 28/32 | HEX SCREW | 60610-19S | N/a | NEW | 20 | PRATELEIRA 8 D | -
Henrique | PETRO DIESEL | 28/32 | CYLINDER JACKETS | 60610-19S | N/a | REVISED | 13 | GALPÃO | -
Henrique | MAN | 28/32 | SCREW | 60701-06H | N/a | NEW | 3 | PRATELEIRA 8 D | -
Henrique | MAN | 28/32 | SCREW | 60705-11S | N/a | NEW | 2 | PRATELEIRA 8 D | -
Henrique | MAN | 28/32 | O-RING | 60801-145 | N/a | NEW | 110 | PRATELEIRA 7 B | -
Henrique | MAN | 28/32 | SEALING RING | 60801-145 | N/a | NEW | 440 | PRATELEIRA 7 B | -
Henrique | MAN | 28/32 | O-RING | 60801-14H | N/a | NEW | 200 | PRATELEIRA 7 B | -
Thermo Solutions | MAN | 28/32 | O-RING | 60801-14S | 31584230 | NEW | 442 | PRATELEIRA 7 B | -
Henrique | MAN | 28/32 | O-RING | 60801-14S | N/a | NEW | 110 | PRATELEIRA 7 B | -
Thermo Solutions | MAN | 28/32 | JOINS | 6080114S 008 | 6080114S 008 | NEW | 42 | PRATELEIRA 7 D | -
Henrique | MAN | 28/32 | DISCOTHEQUE | 60901-07H | N/a | NEW | 4 | PRATELEIRA 8 D | -
Henrique | MAN | 28/32 | GEAR | 60901-07H | N/a | NEW | 3 | PRATELEIRA 8 D | -
Henrique | MAN | 28/32 | O-RING | 60901-07H | N/a | NEW | 7 | PRATELEIRA 7 B | -
Henrique | MAN | 28/32 | CYLINDER LIMITER | 60902-13H | N/a | NEW | 15 | PRATELEIRA 8 D | -
Henrique | MAN | 28/32 | TRIM RINGS | 60903-28H | N/a | NEW | 7 | PRATELEIRA 7 B | -
Henrique | MAN | 28/32 | VALVE OVER SPEED | 60903-38H | N/a | NEW | 5 | PRATELEIRA 8 D | -
Henrique | MAN | 28/32 | VALVE | 60905-21H | N/a | NEW | 2 | PRATELEIRA 8 D | -
Henrique | MAN | 28/32 | FULL SUPPLY SHOCK ABSORBER | 60905-27H | N/a | NEW | 4 | PRATELEIRA 8 D | -
Henrique | MAN | 28/32 | 3 WAY VALVE | 60905-27H | N/a | NEW | 3 | PRATELEIRA 8 D | -
Henrique | MAN | 28/32 | NEEDLE VALVE | 60905-27H | N/a | NEW | 7 | PRATELEIRA 8 D | -
Henrique | MAN | 28/32 | VIBRATION DAMPER | 60905-27H | N/a | NEW | 4 | PRATELEIRA 8 D | -
Henrique | MAN | 28/32 | O-RING | 60905-35H-08 | N/a | NEW | 2 | PRATELEIRA 7 B | -
Henrique | MAN | 28/32 | HEX SCREW | 61001-15H | N/a | NEW | 24 | PRATELEIRA 8 D | -
Henrique | MAN | 28/32 | RING | 61101-115 | N/a | NEW | 80 | PRATELEIRA 7 B | -
Henrique | MAN | 28/32 | PROTECTION COVER | 61101-11S | N/a | NEW | 70 | PRATELEIRA 5G | -
Henrique | MAN | 28/32 | CRANKCASE COVER | 6110612S 0012 | N/a | NEW | 8 | PRATELEIRA 6G | -
Henrique | MAN | 28/32 | O-RING | 61202-27H | N/a | NEW | 218 | PRATELEIRA 7 B | -
Thermo Solutions | MAN | 28/32 | JOINS | 61202-27H-21 | 11CO06094 | NEW | 9 | PRATELEIRA 7 D | -
Henrique | MAN | 28/32 | O-RING | 61202-32H | N/a | NEW | 80 | PRATELEIRA 7 B | -
Henrique | MAN | 28/32 | BALL VALVE | 61210-02H | N/a | NEW | 6 | PRATELEIRA 8 D | -
Henrique | MAN | 28/32 | O-RING | 61309-05H | N/a | NEW | 40 | PRATELEIRA 7 B | -
Henrique | MAN | 28/32 | ROTOR (GEAR) | 61309-05H | N/a | NEW | 2 | PRATELEIRA 8 D | -
Henrique | MAN | 28/32 | ELECTRIC VALVE | 61314-03H | N/a | NEW | 2 | PRATELEIRA 8 D | -
Henrique | MAN | 28/32 | BACKUP RING | 61401-03H | N/a | NEW | 27 | PRATELEIRA 7 B | -
Henrique | MAN | 28/32 | O-RING | 61401-03H | N/a | NEW | 27 | PRATELEIRA 7 B | -
Thermo Solutions | MAN | 28/32 | N/A | 61401-08H / 0015 | 31359302 | NEW | 100 | PRATELEIRA 7 C | -
Henrique | MAN | 28/32 | O-RING | 61401-094 | N/a | NEW | 70 | PRATELEIRA 7 B | -
Henrique | MAN | 28/32 | BACKUP RING | 61401-09H | N/a | NEW | 140 | PRATELEIRA 7 B | -
Henrique | MAN | 28/32 | O-RING PUMP INJECTORS | 61401-09H | N/a | NEW | 30 | PRATELEIRA 7 B | -
Henrique | MAN | 28/32 | SEALING RING | 61402-06H | N/a | NEW | 1900 | PRATELEIRA 7 B | -
Henrique | MAN | 28/32 | CAP NUT | 61402-06H | N/a | NEW | 12 | PRATELEIRA 8 D | -
Henrique | MAN | 28/32 | O-RING INJECTOR NOZZLE | 61402-06H | N/a | NEW | 18 | PRATELEIRA 7 B | -
Henrique | MAN | 28/32 | PIN FOR THE INJECTOR NOZZLE | 61402-06H | N/a | NEW | 60 | PRATELEIRA 8 D | -
Henrique | MAN | 28/32 | O-RING | 61402-06H-200 | N/a | NEW | 219 | PRATELEIRA 7 B | -
Henrique | MAN | 28/32 | O-RING | 61402-06M | N/a | NEW | 430 | PRATELEIRA 7 B | -
Henrique | MAN | 28/32 | O-RING | 61403-14H | N/a | NEW | 10 | PRATELEIRA 7 B | -
Henrique | MAN | 28/32 | O-RING | 61404-06M | N/a | NEW | 240 | PRATELEIRA 7 B | -
Henrique | MAN | 28/32 | KNEE CONNECTION | 61430-03H | N/a | NEW | 6 | PRATELEIRA 8 D | -
Henrique | MAN | 28/32 | CONNECTION SCREW | 61430-03H | N/a | NEW | 6 | PRATELEIRA 8 D | -
Henrique | MAN | 28/32 | O-RING | 61501-13H | N/a | NEW | 90 | PRATELEIRA 7 B | -
Henrique | MAN | 28/32 | LUB. COMPLETE OIL PUMP | 61501-22H / 623849 | N/a | NEW | 1 | GALPÃO | -
Henrique | MAN | 28/32 | O-RING | 61503-08H | N/a | NEW | 14 | PRATELEIRA 7 B | -
Henrique | MAN | 28/32 | O-RING | 61604-07H | N/a | NEW | 20 | PRATELEIRA 7 B | -
Thermo Solutions | MAN | 28/32 | N/A | 61610-05H | 31236258 | NEW | 2 | PRATELEIRA 7 B | -
Henrique | MAN | 28/32 | OIL SEAL RING | 61610-05H | N/a | NEW | 20 | PRATELEIRA 7 B | -
Henrique | MAN | 28/32 | WATER PUMP | 61610-05H / SH6B17 | N/a | USED | 3 | GALPÃO | -
Henrique | MAN | 28/32 | TRIANGULAR JOINT | 6162504H | N/a | NEW | 24 | PRATELEIRA 7 D | -
Henrique | PARKER | 28/32 | FUEL FILTER | HOCP 30840-B | N/a | NEW | 16 | GALPÃO | -
Henrique | PARKER | 28/32 | FUEL FILTER | HOCP 44840-B | N/a | NEW | 7 | GALPÃO | -
Henrique | PARKER | 28/32 | HANNIFIN/RACOR | HSP-30410 | N/a | NEW | 17 | GALPÃO | -
Henrique | PARKER | 28/32 | HANNIFIN/RACOR | HSP-44410 | N/a | NEW | 7 | GALPÃO | -
Henrique | MAN | 28/32 | O-RING | K010-00 | N/a | NEW | 2 | PRATELEIRA 7 B | -
Thermo Solutions | MAN | 28/32 | O-RING | N/a | 31228446 | NEW | 3 | PRATELEIRA 7 B | -
Henrique | MAN | 28/32 | VALVE O-RING | N/a | N/a | NEW | 24 | PRATELEIRA 7 B | -
Henrique | MAN | 28/32 | CYLINDER O-RING | N/a | N/a | NEW | 6 | PRATELEIRA 7 B | -
Henrique | MAN | 28/32 | O-RING | NR24-5047 | N/a | NEW | 15 | PRATELEIRA 7 B | -
Henrique | REGULATEURS EUROPE | 28/32 | GOVERNOR | PN-0827286 | N/a | USED | 5 | GALPÃO | -
Henrique | INGERSOLL RAND | 28/32 | START ENGINE | SP060221050 | N/a | USED | 4 | GALPÃO | -
Henrique | INGERSOLL RAND | 28/32 | PNEUMATIC STARTER | SP06221050 | ST750GBDP03L92-3M | USED | 4 | GALPÃO | -
Thermo Solutions | MAN | 28/32H | THERMOCOUPLE | 615923 | 1606340-8 | NEW | 5 | PRATELEIRA 7 C | -
Thermo Solutions | MAN | 28/32H | BEARING | 114-03-A03 | N/a | NEW | 52 | PRATELEIRA 10 E | -
Henrique | MAN | 28/32H | SCREW AND SPACER | 29S139 546-005 3KIT | N/a | NEW | 1 | PRATELEIRA 10 A | -
Henrique | MAN | 28/32H | RESTRICTION | 3/4 61430-03H | N/a | NEW | 5 | PRATELEIRA 10 C | -
Henrique | MAN | 28/32H | THREADED PIECE | 434-17-001A | N/a | NEW | 14 | PRATELEIRA 10E | -
Thermo Solutions | MAN | 28/32H | PRESSURE GAUGE HOSE | 60005-27H / 0016 | 31300424 | NEW | 7 | PRATELEIRA 7 C | -
Thermo Solutions | MAN | 28/32H | EXHAUST VALVE SEAT RING | 60501-13H | 28 | NEW | 52 | PRATELEIRA 10 C | -
Thermo Solutions | MAN | 28/32H | DISTANCE | 60501-13H / 0009 | 31233480 | NEW | 2 | PRATELEIRA 7 C | -
Henrique | MAN | 28/32H | ROCKER SHAFT | 60502-21H | N/a | NEW | 15 | PRATELEIRA 10 D | -
Henrique | MAN | 28/32H | SUPPORT SCREW | 60502-21H | N/a | NEW | 66 | PRATELEIRA 10 D | -
Henrique | MAN | 28/32H | CONICAL RING | 60502-21H0008 | N/a | NEW | 367 | PRATELEIRA 7 C | -
Henrique | MAN | 28/32H | INDICATOR VALVE | 60508-11H | N/a | NEW | 2 | PRATELEIRA 10 D | -
Henrique | MAN | 28/32H | BEARING | 60601-13H | N/a | NEW | 1 | PRATELEIRA 10 C | -
Henrique | MAN | 28/32H | PIPE | 60701-06 | N/a | NEW | 1 | PRATELEIRA 10 A | -
Henrique | MAN | 28/32H | STAND BEATER | 60801-14S | N/a | NEW | 20 | PRATELEIRA 10 C | -
Henrique | MAN | 28/32H | DIVIDER PINOP | 60901-07H-0018 | N/a | NEW | 1 | PRATELEIRA 7 C | -
Thermo Solutions | MAN | 28/32H | LEVEL SWITCH | 60905-35H / 0008 | 31466446 | NEW | 4 | PRATELEIRA 7 C | -
Henrique | MAN | 28/32H | WASHERS | 61001-15001 | N/a | NEW | 24 | PRATELEIRA 7 C | -
Henrique | MAN | 28/32H | NUT + HANDLE | 61002-07H + 60510-12H | N/a | NEW | 71 | PRATELEIRA 10 D | -
Henrique | MAN | 28/32H | MAIN BEARING SCREW NUT | 61101-11S | N/a | NEW | 23 | PRATELEIRA 10 D | -
Thermo Solutions | MAN | 28/32H | O-RING | 61202-27H / 32 | 31584230 | NEW | 120 | PRATELEIRA 7 C | -
Henrique | MAN | 28/32H | BACKUP RING | 61401-03H-26 | N/a | NEW | 99 | PRATELEIRA 7 C | -
Thermo Solutions | MAN | 28/32H | SERVICE SEAT | 61401-09H / 0025 | 1318706 | NEW | 21 | PRATELEIRA 7 C | -
Thermo Solutions | MAN | 28/32H | JOINS | 61430-03H / 0008 | 31351565 | NEW | 118 | PRATELEIRA 7 D | -
Thermo Solutions | MAN | 28/32H | NON-RETURN VALVE | 61430-03H / 0278 | 31548299 | NEW | 3 | PRATELEIRA 7 C | -
Thermo Solutions | MAN | 28/32H | LUBRICANT OIL BRANCH TUBE | 61430-03H-0087 | 11CO05978 | NEW | 6 | PRATELEIRA 7 C | -
Thermo Solutions | MAN | 28/32H | STRAIGHT MALE STUDENT COUPLE | 61430-03H-0109 | 11CO05978 | NEW | 2 | PRATELEIRA 7 C | -
Thermo Solutions | MAN | 28/32H | STRETCH WASHER | 61430-03H-0146 | 11CO05978 | NEW | 5 | PRATELEIRA 7 C | -
Thermo Solutions | MAN | 28/32H | DRAINAGE TUBE F. CYLINDER HEAD | 61430-03H-0205 | 11CO05978 | NEW | 6 | PRATELEIRA 7 C | -
Thermo Solutions | MAN | 28/32H | MALE CONNECTOR | 61430-03H-0325 | 11CO05973 | NEW | 3 | PRATELEIRA 7 C | -
Thermo Solutions | MAN | 28/32H | DRAINAGE TUBE F. CYLINDER HEAD | 61430-03H-0362 | 11CO05978 | NEW | 6 | PRATELEIRA 7 C | -
Thermo Solutions | MAN | 28/32H | BUS | 61501-22H / 0006 | 31233491 | NEW | 4 | PRATELEIRA 7 C | -
Thermo Solutions | MAN | 28/32H | SUPPORT RING | 61604-07H / 006 | 31300424 | NEW | 44 | PRATELEIRA 7 C | -
Henrique | MAN | 28/32H | ROTATING SEAL | 61610-05H | N/a | NEW | 12 | PRATELEIRA 10 A | -
Henrique | MAN | 28/32H | NOZZLE | F6950022B | N/a | NEW | 110 | PRATELEIRA 10 B | -
Henrique | MAN | 28/32H | TURBINE ROTOR | IM03109 | N/a | NEW | 2 | PRATELEIRA 10 E | -
Henrique | MAN | 28/32H | KIT O-RING | K614-01 | N/a | NEW | 20 | PRATELEIRA 10 C | -
Henrique | MAN | 28/32H | SPARE PART KIT | K614-01 | N/a | NEW | 98 | PRATELEIRA 10 B | -
Thermo Solutions | MAN | 28/32H | LEVEL SWITCH | LAL28 | 312334S0 | NEW | 1 | PRATELEIRA 7 C | -
Henrique | N/a | 28/32H | MAGNETIC NUT | NR24S047/520-124 | N/a | NEW | 3 | PRATELEIRA 7 C | -
Henrique | MAN | 28/32H | VULKAN COUPLING | S46566/8 | N/a | NEW | 3 | PRATELEIRA 10 C | -
Henrique | MAN | 28/32H | WITH GEAR WHEEL | SEM | N/a | NEW | 1 | PRATELEIRA 10 A | -
Henrique | MAN | 28/32H | FUEL NOZZLE | SEM ESPECIFICAÇÃO | N/a | NEW | 234 | PRATELEIRA 10 B | -
Henrique | MAN | 28/32H | O-RING | SEM ESPECIFICAÇÃO | N/a | NEW | 23 | PRATELEIRA 10 C | -
Henrique | MAN | 28/32H | VALVE | SMV 150 61310-03H | N/a | NEW | 4 | PRATELEIRA 10 C | -
Henrique | MAN | 28/32H | TURBINE ROTOR | X11153004433 | N/a | NEW | 2 | PRATELEIRA 10 E | -
Thermo Solutions | Caterpillar | 311D LRR/312B L/312C/312D/312E/314D LCR/314E LCR/315/315B | START BUSHING Ø90.5xØ85.5mm FOR CATERPILLAR TRACTORS | 114-0756 | N/a | NEW | 2 | H. | -
Thermo Solutions | Caterpillar | 318C 318E L 318F L 319C 319D 319D L 319D LN 320 320 GC | BALL BEARING Ø200xØ95mm FOR CATERPILLAR EXCAVATOR | 095-1022 | N/a | NEW | 1 | H. | -
Thermo Solutions | Caterpillar | 318C/318EL/319C/319D/319DL/319DLN/320C/320C FM | BALL BEARING Ø160xØ90mm FOR CATERPILLAR | 148-4643 | N/a | NEW | 1 | H. | -
Thermo Solutions | Caterpillar | 3208/3204/PR-1000/D4HTSK II/931B | RELIEF VALVE SMALLER Ø 18mm - LARGER Ø 23mm - EXTERNAL Ø 27.5mm - COMP. 56mm | 1N-3165 | N/a | NEW | 2 | H. | -
Henrique | Caterpillar | 3208/613B/CS-553/225B/12H | RETAINER - INTERNAL Ø 22mm - EXTERNAL Ø 28mm - THICKNESS 3mm | 9N2281 | N/a | NEW | 4 | H. | -
Henrique | Caterpillar | 3208/613C/231D/FB221/PR-1000C | SPRING RETAINER FOR VALVE - INTERNAL Ø 10.5mm - EXTERNAL Ø 39.5mm | 9N5497 | N/a | NEW | 8 | H. | -
Henrique | Caterpillar | 3208/613C/CB-614/CS-553 | PAIR OF BEARING - INTERNAL Ø 88mm - EXTERNAL Ø 94mm | 4W-8092 | N/a | NEW | 1 | H. | -
Henrique | Caterpillar | 3208/613C/CB-614/PS-500 | 8 PAIRS OF BEARING STD - INTERNAL Ø 68.5mm - EXTERNAL Ø 74mm - WIDTH 25.5mm | 7E7894 | N/a | NEW | 8 | H. | -
Henrique | Caterpillar | 3208/725C/G3606/C280-16/R2900G | SEALING RING - INTERNAL Ø 180mm - EXTERNAL Ø 190.5mm - THICKNESS 5mm | 6V5102 | N/a | NEW | 1 | H. | -
Henrique | Caterpillar | 320B/320C/321C | BUSHING Ø95xØ80mm FOR CATERPILLAR | 326-6271 | N/a | NEW | 1 | H. | -
Henrique | Caterpillar | 3306B/D1000/3406/3408C/D333C | JOINT - INTERNAL Ø 192mm - SMALLER Ø 14mm - EXTERNAL Ø 238 - THICKNESS 2mm | 2W7862 | N/a | NEW | 1 | H. | -
Thermo Solutions | Caterpillar | 3508/834U/992D | NUT - 1/2"-13G - HEX 19mm | 1B5357 | N/a | NEW | 6 | H. | -
Thermo Solutions | Caterpillar | 3516E | TEMPERATURE SENSOR FOR ENGINE | 3832978 | N/a | NEW | 5 | H. | -
Henrique | Caterpillar | 3606 - 3616 / C280-16 | CYLINDER JACKETS FOR CATERPILLAR ENGINE GENERATOR BLOCK | 343-4444 | N/a | NEW | 6 | H. | -
Thermo Solutions | Caterpillar | 3606 - 3618 / C280 | RETAINER RING FOR GENERATOR GROUP | 1W-0118 | N/a | NEW | 48 | H. | -
Thermo Solutions | Cummins | 4B 3.9L/6A 3.4L/6B 5.9L/QSB/CM2150 | PISTON KIT | 4089737 | N/a | NEW | 2 | H. | -
Thermo Solutions | Cummins | 4BT/6BT/EQB | TEMPERATURE SENSOR | 3974647 | N/a | NEW | 1 | H. | -
Thermo Solutions | Cummins | 6B/6BT/6B 5.9L/6BTA 5.9L/6B59 | BELT | 3288856 | N/a | NEW | 3 | H. | -
Thermo Solutions | Cummins | 6CT | HARMONIC BALANCER | 3967040 | N/a | NEW | 7 | H. | -
Thermo Solutions | Cummins | 6CT 8.3L | FAN BELT | 3289648 | N/a | NEW | 1 | H. | -
Henrique | INTERSTATE MCBEE | 71 TRUNK | CROW-149 17:1 NARROW FIRE RNG | A-23502671 | N/a | NEW | 8 | 11B | -
Henrique | INTERSTATE MCBEE | 71 TRUNK | INTEGRAL SEALING ASSEMBLY STD 149 | A-23522737 | N/a | NEW | 1 | 11A | -
Henrique | INTERSTATE MCBEE | 71 TRUNK | GUIDE VALVE | A-5129919 | N/a | NEW | 12 | 11A | -
Henrique | INTERSTATE MCBEE | 71 TRUNK | CYLINDER-ASSEMBLY JOINT | A-5149597 | N/a | NEW | 2 | 11A | -
Henrique | INTERSTATE MCBEE | 71 TRUNK | 6VT BLOWER INSTALLATION KIT | A-5149641 | N/a | NEW | 2 | 11A | -
Henrique | INTERSTATE MCBEE | 71 TRUNK | BLOWER INSTALLATION KIT | A-5192753 | N/a | NEW | 1 | 11A | -
Henrique | INTERSTATE MCBEE | 71 TRUNK | JOINT JOINT-6/8V71 | A-5196376 | N/a | NEW | 2 | 11A | -
Henrique | INTERSTATE MCBEE | 71 TRUNK | GASKET SET - CYLINDER HEAD 12V1 | A-5196382 | N/a | NEW | 5 | 11A | -
Henrique | INTERSTATE MCBEE | 71 TRUNK | SPRAYING TIP - 149 - N - LS | A-5227142 | N/a | NEW | 16 | 11A | -
Henrique | INTERSTATE MCBEE | 71 TRUNK | EXHAUST VALVE GUIDE SEAT | A-8921209 | N/a | NEW | 25 | 11A | -
Henrique | INTERSTATE MCBEE | 71 TRUNK | INJECTOR TUBE KIT | A-8925981 | N/a | NEW | 1 | 11A | -
Henrique | INTERSTATE MCBEE | 71 TRUNK | SINGLE WEIGHT REPAIR GOVERNOR KIT | A-IDS02825 | N/a | NEW | 1 | 11A | -
Henrique | INTERSTATE MCBEE | 71 TRUNK | DOUBLE WEIGHT REPAIR GOVERNOR KIT | A-IDS29397 | N/a | NEW | 1 | 11A | -
Henrique | INTERSTATE MCBEE | 71 TRUNK | CYLINDER KIT WITHOUT LINE 71 XHT | ALCK 22485 | N/a | NEW | 15 | 11B | -
Henrique | INTERSTATE MCBEE | 71 TRUNK | CYLINDER KIT WITHOUT LINE XH NA 18.7:1 | A-LCK 22949 | N/a | NEW | 19 | 11B | -
Henrique | INTERSTATE MCBEE | 71 TRUNK | LINELESS CYLINDER KIT, 71 | A-LCK 5306 | N/a | NEW | 11 | 11B | -
Henrique | INTERSTATE MCBEE | 71 TRUNK | LINER, CYLINDER WITH SEALS | M1979322WS | N/a | NEW | 38 | 1A e 1B | -
Henrique | INTERSTATE MCBEE | 71 TRUNK | PISTON, WITH PIN | M-9Y7212P | N/a | NEW | 8 | 11B | -
Henrique | Caterpillar | 773G / 775G | FENDER FOR CATERPILLAR TRUCK | 339-6647 | N/a | NEW | 1 | H. | -
Thermo Solutions | Caterpillar | 785G / 785D / 785C / 784B / 784C | GEAR HUB DRIVE GP-FINAL (INTERNAL TEETH 122 / EXTERNAL 108) | 106-6532 | N/a | NEW | 1 | H. | -
Thermo Solutions | Cummins | 855 14L | RETAINING RING Ø54xØ31mm | 3038997 | N/a | NEW | 1 | H. | -
Henrique | Caterpillar | 902 /910K/303/854K/3208/3306B/120M/D11R/725C | RADIATOR SHOCK - INTERNAL Ø 10.5mm - PILOT EXTERNAL Ø 24mm - HEAD EXTERNAL Ø 32mm | 6N6984 | N/a | NEW | 1 | H. | -
Thermo Solutions | Caterpillar | 910E/307D/CB-434/3208/446D | ENGINE OIL FILTER - EXTERNAL Ø 108mm | 1R0714 | N/a | NEW | 8 | H. | -
Thermo Solutions | Deutz | 914/912/912W/913 | OIL PUMP FOR TRACTOR DEUTZ ENGINE 914/912/912W/913 | 4234146 | N/a | NEW | 1 | H. | -
Thermo Solutions | Caterpillar | 950L/RM500B/836K/225D/R1700K | SEALING RING - INTERNAL Ø 40mm - EXTERNAL Ø 48mm - THICKNESS - 3.5mm | 1188586 | N/a | NEW | 4 | H. | -
Henrique | Caterpillar | 966G II/3116/3508 /W345B II/160H/R1700 II | SEALING RING - INTERNAL Ø 106mm - EXTERNAL Ø 117mm - THICKNESS 5.5mm | 6V5504 | N/a | NEW | 2 | H. | -
Thermo Solutions | Caterpillar | 980/3408/769B/302.7D/657E/R1700 II | SEALING RING - INTERNAL Ø 108mm - EXTERNAL Ø 120mm - THICKNESS 5.5mm | 1S1225 | N/a | NEW | 2 | H. | -
Henrique | Caterpillar | 980G / 980G II / 980H | HYDRAULIC PISTON SET FOR CAT WHEEL LOADER | 374-4646 | N/a | NEW | 1 | H. | -
Henrique | Caterpillar | 994F / 994H | PROTECTIVE SET FOR CATERPILLAR LOADERS | 347-7240 | N/a | NEW | 1 | H. | -
Thermo Solutions | Deutz | BF6L912 | PISTON RING SET FOR DEUTZ BF6L912 ENGINES | 4152185 | N/a | NEW | 6 | H. | -
Henrique | Caterpillar | CB-614/CP-553/3208/3412/PS-500 | HALF BEARING - INNER RADIUS 44mm - OUTER RADIUS 47mm | 4W-8092 | N/a | NEW | 4 | H. | -
Henrique | Caterpillar | CCS7/CP-44B/CS-44B | WIRING HARNESS FOR CATERPILLAR GROUND GRADERS | 579-7215 | N/a | NEW | 2 | H. | -
Thermo Solutions | Caterpillar | CG170 V12, V16, V20 | HEAD FOR GAS GENERATORS MWM TCG AND CAT | 12453348 | N/a | NEW | 1 | H. | -
Henrique | Caterpillar | CS-551/231D/227/PR-1000 | PAIR OF BEARING - INTERNAL Ø 88mm - EXTERNAL Ø 94mm | 4W-8093 | N/a | NEW | 1 | H. | -
Henrique | Caterpillar | D10 / 775 / 773 / 990 / 992K / 993 | HEAD 6 CYLINDERS IN LINE 24 VALVES FOR CATERPILLAR | 357-7398 | N/a | NEW | 1 | H. | -
Henrique | Caterpillar | D342 /3208/D342C | JOINT - INTERNAL Ø 35mm - EXTERNAL Ø 45mm - THICKNESS 1mm | 6B7042 | N/a | NEW | 4 | H. | -
Thermo Solutions | Deutz | D4D | CAP | 4252857 | N/a | NEW | 2 | H. | -
Henrique | Deutz | D4D | EXHAUST VALVE FOR D4D DEUTZ ENGINE | N/A | N/a | NEW | 6 | H. | -
Henrique | Caterpillar | D5 / D6 / 561 / 517 / 527 | CENTRAL GEAR Ø75mm 32 TEETH / Ø45mm 29 TEETH | 8E-8117 | N/a | NEW | 72 | H. | -
Henrique | Caterpillar | D6 / D7 | PLATE SET FOR ASSEMBLY - COMES WITH (349-4935 x4) (8T-4956 x8) (7X-3391 x8) | 441-9377 | N/a | NEW | 2 | H. | -
Thermo Solutions | Cummins | DODGE RAM 2007-2008 6.7L 24V | FUEL INJECTOR CYLINDER | 4935982 | N/a | NEW | 116 | H. | -
Henrique | Caterpillar | E180/EL180/CB-614/IT28B | BUSHING INTERNAL Ø 37mm - EXTERNAL Ø 41.5mm - 1-1/2" THREAD | 9N5082 | N/a | NEW | 8 | H. | -
Henrique | Caterpillar | E180L/FB221/IT18/IT28/PR1000/PS500 | PISTON ØEXTERNAL 113mm + PIN ØINTERNAL 22mm - ØEXTERNAL 38mm + PISTON RINGS ØINTERNAL 110mm - ØEXTERNAL 119mm - THICKNESS 3mm + LOCKING RING | 2W4831 | N/a | NEW | 8 | H. | -
Thermo Solutions | Caterpillar | EMPILHADEIRAS | NYLON HOSE | 05748-39592 | N/a | NEW | 1 | H. | -
Henrique | Caterpillar | EMPILHADEIRAS | HYDRAULIC TUBE | 2G4302100 | N/a | NEW | 1 | H. | -
Henrique | Caterpillar | EMPILHADEIRAS | HYDRAULIC TUBE | 92G4301900 | N/a | NEW | 1 | H. | -
Henrique | Caterpillar | EMPILHADEIRAS | HYDRAULIC HOSE 20.5MPA | 95N01-10400 | N/a | NEW | 1 | H. | -
Thermo Solutions | Cummins | EPA13 6.7L ISB/QSB | KIT 5 JOINTS | 3949910 | N/a | NEW | 370 | H. | -
Thermo Solutions | Cummins | EPA13 6.7L ISB/QSB | RUBBER BELT | 3974247 | N/a | NEW | 4 | H. | -
Thermo Solutions | Cummins | F-00B-L0J-014 | BOSCH FUEL INJECTOR NOZZLE | 4964172 | N/a | NEW | 1 | H. | -
Thermo Solutions | Cummins | F-00B-L0J-015 | BOSCH FUEL INJECTOR NOZZLE KIT W/ SPARE PARTS | 4964172 | N/a | NEW | 2 | H. | -
Thermo Solutions | Deutz | F3L/F3M/F4L/F4M/1011/2011 | FUEL SHUTDOWN VALVE FOR DEUTZ TRACTORS F3L/F3M/F4L/F4M/1011/2011 | 0410-3812 | N/a | NEW | 3 | H. | -
Henrique | Caterpillar | FB221/1160/ 613C | INLET VALVE - SHAFT Ø 9.5mm - BASE SHAFT Ø 53mm - COMP. AXLE 126mm | 9L7682 | N/a | NEW | 8 | H. | -
Thermo Solutions | Deutz | FL912/FL913 | SET W/ 10 SCREWS 225mm FROM THE CYLINDER HEAD FOR DEUTZ FL912/FL913 ENGINES | 2101681 | N/a | NEW | 2 | H. | -
Henrique | Caterpillar | G910/613B/PR-1000C/935C II | OIL BYPASS ØINTERNAL 27mm - ØEXTERNAL 34mm - LENGTH 83.5mm - 1-1/2" 12G | 7W-0239 | N/a | NEW | 2 | H. | -
Thermo Solutions | Caterpillar | G926/3208/IT28B/EL180/FB221/613C/3204 | CYLINDER HEAD GASKET (7W2059) - PISTON Ø 120mm | 3801548 | N/a | NEW | 1 | H. | -
Henrique | Caterpillar | G926/3208/IT28B/EL180/FB221/613C/3204 | CYLINDER HEAD GASKET - PISTON Ø 120mm | 7W2059 | N/a | NEW | 2 | H. | -
Thermo Solutions | Cummins | HX82 | REPAIR KIT | 4027970 | N/a | NEW | 1 | H. | -
Thermo Solutions | Cummins | ISC 8.3 6 CIL | BELT | 3289514 | N/a | NEW | 25 | H. | -
Thermo Solutions | Cummins | ISC/ISL TIER 2 8.3L | FUEL INJECTOR | 4089278 | N/a | NEW | 4 | H. | -
Thermo Solutions | Cummins | ISC/ISL TIER 2 8.3L | DISTRIBUTION CASING GASKET | 5264477 | N/a | NEW | 8 | H. | -
Thermo Solutions | Cummins | ISF 2.8 | EXHAUST GAS REFRIGERATOR | 5310100 | N/a | NEW | 1 | H. | -
Thermo Solutions | Cummins | ISF 2.8L | BRONZINA STD | 5284537 | N/a | NEW | 14 | H. | -
Thermo Solutions | Cummins | ISF 2.8L | RING Ø39xØ35mm PISTON PIN LOCK | 5311011 | N/a | NEW | 58 | H. | -
Thermo Solutions | Cummins | ISF 2.8L | CONNECTION OF THE OIL DRAINAGE TUBE | 5340176 | N/a | NEW | 1 | H. | -
Thermo Solutions | Cummins | ISF/QSF 2.8L | HOSE CLAMP Ø23xØ20mm | 3944814 | N/a | NEW | 1 | H. | -
Thermo Solutions | Cummins | ISLe310-30/ISF2.8s3129T/B190-33/C280-33/C245-33/ISDe180-50/QSM11-335/M11-C350 | GEAR KIT | 4066547 | N/a | NEW | 2 | H. | -
Thermo Solutions | Cummins | ISX/QSX15/ISF/ISX15 | BEARING Ø68xØ38.6mm | 3935644 | N/a | NEW | 2 | H. | -
Thermo Solutions | Cummins | K38/K50/K50-DPM | WATER COLLECTOR COVER GASKET | 3637727 | N/a | NEW | 3 | H. | -
Thermo Solutions | Cummins | KT38-P700 | ELECTRICAL WHIP | 3658860 | N/a | NEW | 3 | H. | -
Thermo Solutions | Cummins | KTA19 / QSK19 | PISTON KIT (WITH LOCKING RING) | 4955325 | N/a | NEW | 2 | H. | -
Thermo Solutions | Cummins | KTA19 / QSK19 | PISTON KIT (WITHOUT LOCK RING) | 4955325 | N/a | NEW | 2 | H. | -
Thermo Solutions | Cummins | KTA19 / QSK19 / QSK60 / QSK95 | INTAKE VALVE KIT | 2881815 | N/a | NEW | 8 | H. | -
Thermo Solutions | Cummins | KTA38 | OIL FILTER GASKET | 3629387 | N/a | NEW | 4 | H. | -
Thermo Solutions | Cummins | LTA10 | KIT 12 ROD BUSHING | 3016761 | N/a | NEW | 1 | H. | -
Thermo Solutions | N/a | MDR 3/35 | THERMOSTATIC | 229698 | N/a | NEW | 2 | PRATELEIRA 6B | -
Henrique | Caterpillar | MOTONIVELADORAS | TRANSMISSION HARNESS FOR | 492-2074 | N/a | NEW | 1 | H. | -
Thermo Solutions | Caterpillar | MOTONIVELADORAS CAT 24 / 24H / 24M | REAR PIN ASSEMBLY (M24x3 THREAD) | 133-8522 | N/a | NEW | 1 | H. | -
Thermo Solutions | BALDOR | N/a | MOTOR | 1723 | N/a | NEW | 1 | PRATELEIRA 9 E | -
Henrique | BALDWIN | N/a | OIL FILTER | BT 564 | N/a | NEW | 2 | PRATELEIRA 6E | -
Thermo Solutions | BAUMER | N/a | O-RING | 08P1713-L-400 | N/a | NEW | 6 | PRATELEIRA 7 B | -
Thermo Solutions | BMC | N/a | ROTOCAP | 0031A1/KR-B.M.C | N/a | NEW | 28 | PRATELEIRA 7 D | -
Thermo Solutions | BRADY | N/a | N/A | Y67944 | 66320 | NEW | 8 | PRATELEIRA 7 C | -
Thermo Solutions | BRADY | N/a | N/A | 90854 | N/a | NEW | 6 | PRATELEIRA 7 C | -
Henrique | BRADY | N/a | N/A | 90848 | Y196598 | NEW | 6 | PRATELEIRA 7 C | -
Thermo Solutions | Caterpillar | N/a | ADAPTER 1/4-18 NPTF MALE | 261847 | N/a | NEW | 5 | H. | -
Thermo Solutions | Caterpillar | N/a | SEALING RING - INTERNAL Ø 15.5mm - EXTERNAL Ø 20.5mm - THICKNESS 2mm | 336028 | N/a | NEW | 1 | H. | -
Thermo Solutions | Caterpillar | N/a | PEELING JOINT - SMALLER INTERNAL MEASUREMENT 94mm - LARGER INTERNAL MEASUREMENT 108mm - SMALLER Ø 10.5mm - THICKNESS 2.5mm | 1013626 | N/a | NEW | 2 | H. | -
Thermo Solutions | Caterpillar | N/a | THERMOSTAT VALVE 82° - BIGGER Ø 54mm - SMALLER Ø 34mm | 1028392 | N/a | NEW | 2 | H. | -
Thermo Solutions | Caterpillar | N/a | PEELING JOINT - INTERNAL Ø 53mm - SMALLER Ø 10.5mm - THICKNESS 2mm | 1072517 | N/a | NEW | 4 | H. | -
Thermo Solutions | Caterpillar | N/a | JOINT - Ø SMALLER 10.5mm - Ø BIGGER 59.5mm - THICKNESS 2mm | 1258486 | N/a | NEW | 8 | H. | -
Thermo Solutions | Caterpillar | N/a | PEELING JOINT - INTERNAL Ø 60.5mm - SMALLER Ø 10.5mm - THICKNESS 2.5mm | 1258486 | N/a | NEW | 4 | H. | -
Thermo Solutions | Caterpillar | N/a | THERMOSTAT VALVE 88° - BIGGER Ø 54mm - SMALLER Ø 34mm | 2845421 | N/a | NEW | 4 | H. | -
Thermo Solutions | Caterpillar | N/a | SEALING KIT O' ORING BIGGER RING Ø57x Ø50mm SMALLER RING Ø19x12mm | 2938267 | N/a | NEW | 1 | H. | -
Thermo Solutions | Caterpillar | N/a | SCREW - 3/8"-16G THREAD - THREAD LENGTH 25mm - HEAD HEIGHT 7mm | 0S1594 | N/a | NEW | 4 | H. | -
Thermo Solutions | Caterpillar | N/a | SKIRT | 125-2782 | N/a | NEW | 3 | H. | -
Thermo Solutions | Caterpillar | N/a | JOINS | 134-5643 | N/a | NEW | 20 | H. | -
Thermo Solutions | Caterpillar | N/a | INSERT-V | 171-3992 | N/a | NEW | 6 | H. | -
Thermo Solutions | Caterpillar | N/a | GEAR FOR ASSEMBLY OF THE FINAL DRIVE ASSEMBLY (FINAL DRIVE) | 1864-439 | N/a | NEW | 1 | H. | -
Thermo Solutions | Caterpillar | N/a | SEALING RING - INTERNAL Ø 95mm - EXTERNAL Ø 102mm - THICKNESS 3.5mm | 1H8128 | N/a | NEW | 1 | H. | -
Thermo Solutions | Caterpillar | N/a | SEALING RING - INTERNAL Ø 10mm - EXTERNAL Ø 14mm - THICKNESS 2mm | 1J9671 | N/a | NEW | 2 | H. | -
Thermo Solutions | Caterpillar | N/a | WASHER - INTERNAL Ø 10.5mm - EXTERNAL Ø 34.5mm - THICKNESS 5.5mm | 1P7346 | N/a | NEW | 2 | H. | -
Thermo Solutions | Caterpillar | N/a | JOINT - INTERNAL Ø 27mm - EXTERNAL Ø 39mm - SMALLER Ø 10.5mm - THICKNESS 1mm | 1S4810 | N/a | NEW | 1 | H. | -
Thermo Solutions | Caterpillar | N/a | BEARING | 1W-0105 | N/a | NEW | 7 | H. | -
Thermo Solutions | Caterpillar | N/a | SPRING INTERNAL Ø 13mm - EXTERNAL Ø 22mm - LINK 4.5mm | 1W1788 | N/a | NEW | 2 | H. | -
Thermo Solutions | Caterpillar | N/a | SILENT | 1W9229 | N/a | NEW | 33 | H. | -
Thermo Solutions | Caterpillar | N/a | WASHER - INTERNAL Ø 20mm - EXTERNAL Ø 39mm - THICKNESS 0.5mm | 1W9897 | N/a | NEW | 8 | H. | -
Henrique | Caterpillar | N/a | HEX HEAD ALLEN SCREW | 235-9651 | N/a | NEW | 8 | H. | -
Henrique | Caterpillar | N/a | PRESSURE SENSOR GP | 242-8824 | N/a | NEW | 1 | H. | -
Henrique | Caterpillar | N/a | GP HD CIL BA | 255-0031 | N/a | NEW | 2 | H. | -
Henrique | Caterpillar | N/a | HEAT SINK ASSEMBLY | 290-5567 | N/a | NEW | 1 | H. | -
Henrique | Caterpillar | N/a | VALVE CONTROL STEM V | 292-8198 | N/a | NEW | 11 | H. | -
Henrique | Caterpillar | N/a | SEALING KIT FOR FUEL INJECTOR INSTALLATION | 297-4841 | N/a | NEW | 2 | H. | -
Henrique | Caterpillar | N/a | WASHER - INTERNAL Ø 13mm - EXTERNAL Ø 25mm - THICKNESS 4.5mm - | 2M0849 | N/a | NEW | 4 | H. | -
Henrique | Caterpillar | N/a | SEALING RING - INTERNAL Ø 18.5mm - EXTERNAL Ø 24mm - THICKNESS 2.5mm | 2M9780 | N/a | NEW | 4 | H. | -
Henrique | Caterpillar | N/a | SELF LOCKING NUT - 3/8"-16G THREAD - 14mm HEX | 2N2766 | N/a | NEW | 4 | H. | -
Henrique | Caterpillar | N/a | SEALING RING - INTERNAL Ø 37mm - EXTERNAL Ø 43.5mm - THICKNESS 3mm | 2S4078 | N/a | NEW | 2 | H. | -
Henrique | Caterpillar | N/a | JOINT - LARGER INTERNAL MEASUREMENT 303mm - SMALLER INTERNAL MEASUREMENT 81mm - SMALLER Ø 9.5mm - THICKNESS 1mm | 2W3965 | N/a | NEW | 2 | H. | -
Henrique | Caterpillar | N/a | FILTER SET | 321-6971 | N/a | NEW | 6 | H. | -
Henrique | Caterpillar | N/a | GP-TE SENSOR | 383-2988 | N/a | NEW | 1 | H. | -
Henrique | Caterpillar | N/a | TEMPERATURE SENSOR | 383-2992 | N/a | NEW | 1 | H. | -
Henrique | Caterpillar | N/a | WAREHOUSE RETAINER RING | 3D-2824 | N/a | NEW | 1 | H. | -
Henrique | Caterpillar | N/a | WAREHOUSE RETAINER RING | 3J-1907 | N/a | NEW | 1 | H. | -
Henrique | Caterpillar | N/a | SEALING RING - INTERNAL Ø 15.5mm - EXTERNAL Ø 20.5mm - THICKNESS 2mm | 3K0360 | N/a | NEW | 3 | H. | -
Henrique | Caterpillar | N/a | WAREHOUSE RETAINER RING | 3K-0360 | N/a | NEW | 1 | H. | -
Henrique | Caterpillar | N/a | CLUTCH PLATE FOR CATERPILLAR 950M LOADER Ø6.299"x4.257"(15.9x10.8cm) 52 TEETH | 470-1447 | N/a | NEW | 768 | H. | -
Henrique | Caterpillar | N/a | BEARING 4B3665 | 4B3665 | N/a | NEW | 2 | H. | -
Henrique | Caterpillar | N/a | SEALING RING - INTERNAL Ø 43mm - EXTERNAL Ø 55mm - THICKNESS 5mm | 4F8824 | N/a | NEW | 1 | H. | -
Henrique | Caterpillar | N/a | ORING RING | 4J-0525 | N/a | NEW | 1 | H. | -
Henrique | Caterpillar | N/a | SEALING RING - INTERNAL Ø 80mm - EXTERNAL Ø 95mm - THICKNESS 7mm | 4L8337 | N/a | NEW | 2 | H. | -
Henrique | Caterpillar | N/a | JOINT - INTERNAL Ø 18.5mm - EXTERNAL Ø 126.5mm - THICKNESS 4mm | 4N3955 | N/a | NEW | 2 | H. | -
Henrique | Caterpillar | N/a | BELT WITHOUT DETACHED WHEEL - CIRCUMFERENCE 48'' - THICKNESS 8mm - BELT WIDTH 13mm | 4N6130 | N/a | NEW | 1 | H. | -
Henrique | Caterpillar | N/a | JOINT - INTERNAL Ø 127mm - SMALLER Ø 7mm - LARGE Ø 101mm - EXTERNAL Ø 172mm - THICKNESS 1mm | 4N6187 | N/a | NEW | 4 | H. | -
Henrique | Caterpillar | N/a | JOINT - INTERNAL Ø 126.5mm - SMALLER Ø 7mm - LARGE Ø 110mm - EXTERNAL Ø 171mm - THICKNESS 1mm | 4N9220 | N/a | NEW | 2 | H. | -
Henrique | Caterpillar | N/a | VALVE | 4P-2854 | N/a | NEW | 1 | H. | -
Henrique | Caterpillar | N/a | PEELING JOINT - INTERNAL Ø 76mm - SMALLER Ø 9mm - EXTERNAL Ø 88mm - THICKNESS 2mm | 4P3871 | N/a | NEW | 2 | H. | -
Henrique | Caterpillar | N/a | JOINT - INTERNAL Ø 120mm - SMALL Ø 7mm - LARGE Ø 10.5mm - EXTERNAL Ø 172mm - THICKNESS 1.5mm | 4P3873 | N/a | NEW | 2 | H. | -
Henrique | Caterpillar | N/a | COMP. JOINT 355mm - Ø SMALLER 9mm - Ø BIGGER 14mm - THICKNESS 1mm | 4W7147 | N/a | NEW | 4 | H. | -
Henrique | Caterpillar | N/a | SEALING RING - INTERNAL Ø 122mm - EXTERNAL Ø 128mm - THICKNESS 3.5mm | 5F3999 | N/a | NEW | 4 | H. | -
Henrique | Caterpillar | N/a | JOINT - INTERNAL Ø 153.5mm - SMALLER Ø 106.5mm - THICKNESS 2.5mm | 5H8331 | N/a | NEW | 1 | H. | -
Henrique | Caterpillar | N/a | SEALING RING - INTERNAL Ø 50mm - EXTERNAL Ø 60mm - THICKNESS 5mm | 5K5959 | N/a | NEW | 2 | H. | -
Henrique | Caterpillar | N/a | SCREW - 1/2"-13 THREAD - 2 1/4" THREAD LENGTH - HEAD HEIGHT 9.5mm - CABLE LENGTH 9.4mm | 5L4338 | N/a | NEW | 10 | H. | -
Henrique | Caterpillar | N/a | TOOTH BELT ''V'' - CIRCUMFERENCE 49'' - THICKNESS 9mm - BELT WIDTH 13mm | 5N6350 | N/a | NEW | 1 | H. | -
Henrique | Caterpillar | N/a | OIL SEAL - INTERNAL Ø 14mm - EXTERNAL Ø 25.5mm | 5P0547 | N/a | NEW | 1 | H. | -
Henrique | Caterpillar | N/a | SEALING RING - INTERNAL Ø 27.5mm - EXTERNAL Ø 33mm - THICKNESS 2.5mm | 5P7530 | N/a | NEW | 1 | H. | -
Henrique | Caterpillar | N/a | WASHER - INTERNAL Ø 13mm - EXTERNAL Ø 25mm - THICKNESS 3mm | 5P8245 | N/a | NEW | 12 | H. | -
Henrique | Caterpillar | N/a | SEALING RING - INTERNAL Ø 24mm - EXTERNAL Ø 33mm - THICKNESS 5mm | 5P9890 | N/a | NEW | 2 | H. | -
Henrique | Caterpillar | N/a | SEALING RING - INTERNAL Ø 41mm - EXTERNAL Ø 47mm - THICKNESS 3.5mm | 6F0711 | N/a | NEW | 4 | H. | -
Henrique | Caterpillar | N/a | SEAL RETAINING RING | 6I-4545 | N/a | NEW | 11 | H. | -
Henrique | Caterpillar | N/a | PLUG - INTERNAL THREAD 5/8"-18G - EXTERNAL THREAD 1"-14G | 6L2020 | N/a | NEW | 2 | H. | -
Henrique | Caterpillar | N/a | PRISONER - 3/8"-16G THREAD - 45mm THREAD LENGTH | 6L8562 | N/a | NEW | 4 | H. | -
Henrique | Caterpillar | N/a | TAPERED BEARING | 6V-1882 | N/a | NEW | 1 | H. | -
Henrique | Caterpillar | N/a | JOINT - SMALLER INTERNAL MEASUREMENT 141mm - LARGER INTERNAL MEASUREMENT 194mm - SMALLER Ø 10.5mm - THICKNESS 2mm | 7C4196 | N/a | NEW | 1 | H. | -
Henrique | Caterpillar | N/a | RETAINER - INTERNAL Ø 67.5 - EXTERNAL Ø 92mm | 7C6660 | N/a | NEW | 1 | H. | -
Henrique | Caterpillar | N/a | RING | 7E-8215 | N/a | NEW | 6 | H. | -
Henrique | Caterpillar | N/a | TOOTH BELT ''V'' - CIRCUMFERENCE 56'' - THICKNESS 9mm - BELT WIDTH 13mm | 7L5001 | N/a | NEW | 1 | H. | -
Henrique | Caterpillar | N/a | JOINT - SMALLER INTERNAL MEASUREMENT 66mm - LARGER INTERNAL MEASUREMENT 95mm - SMALLER Ø 10.5mm - SMALLER EXTERNAL MEASUREMENT 93.5mm - LARGER EXTERNAL MEASUREMENT 135.5mm - THICKNESS 2mm | 7M7273 | N/a | NEW | 1 | H. | -
Henrique | Caterpillar | N/a | SEALING RING - INTERNAL Ø 29.5mm - EXTERNAL Ø 36mm - THICKNESS 3mm | 7M8485 | N/a | NEW | 2 | H. | -
Henrique | Caterpillar | N/a | JOINT - SMALLER INTERNAL MEASUREMENT 99mm - LARGER INTERNAL MEASUREMENT 325mm - SMALLER Ø 9mm - THICKNESS 1mm | 7W1186 | N/a | NEW | 2 | H. | -
Henrique | Caterpillar | N/a | JOINT - Ø SMALLER 10mm - THICKNESS 1.5mm | 7W2329 | N/a | NEW | 2 | H. | -
Henrique | Caterpillar | N/a | RETAINER SET - INTERNAL Ø 123.5mm - EXTERNAL Ø 153mm | 7W3200 | N/a | NEW | 1 | H. | -
Henrique | Caterpillar | N/a | JOINT - Ø SMALLER 11mm - INTERNAL MEASUREMENT SMALLER 90.5mm - INTERNAL MEASUREMENT LARGER 99.5mm - THICKNESS 1mm | 7W9706 | N/a | NEW | 1 | H. | -
Henrique | Caterpillar | N/a | O'ORING RING Ø55xØ49mm | 8C3080 | N/a | NEW | 2 | H. | -
Henrique | Caterpillar | N/a | RETAINING RING | 8C-9023 | N/a | NEW | 30 | H. | -
Henrique | Caterpillar | N/a | SEALING RING - INTERNAL Ø 10.5mm - EXTERNAL Ø 16mm - THICKNESS 2.5mm | 8M5127 | N/a | NEW | 1 | H. | -
Henrique | Caterpillar | N/a | SEALING RING - INTERNAL Ø 46.5mm - EXTERNAL Ø 54mm - THICKNESS 3.5mm | 8M5661 | N/a | NEW | 1 | H. | -
Henrique | Caterpillar | N/a | PLUG - INTERNAL Ø 26mm - EXTERNAL Ø 29mm | 8M5860 | N/a | NEW | 4 | H. | -
Henrique | Caterpillar | N/a | ORING RING | 8T-7000 | N/a | NEW | 1 | H. | -
Henrique | Caterpillar | N/a | JOINT - Ø SMALLER 8.5mm - INTERNAL MEASUREMENT SMALLER 47.5mm - INTERNAL MEASUREMENT LARGER - 110.5mm - THICKNESS 1mm | 9L6467 | N/a | NEW | 2 | H. | -
Henrique | Caterpillar | N/a | JOINT - INTERNAL Ø 33.5mm - EXTERNAL Ø 52mm - MINOR Ø 9mm - THICKNESS 1mm | 9L8015 | N/a | NEW | 2 | H. | -
Henrique | Caterpillar | N/a | SPRING INTERNAL Ø 9mm - EXTERNAL Ø 11mm - LINK 1mm | 9L9188 | N/a | NEW | 4 | H. | -
Henrique | Caterpillar | N/a | JOINT - INTERNAL Ø 115.5mm - SMALLER Ø 11mm - EXTERNAL Ø 136mm - THICKNESS 1mm | 9N0137 | N/a | NEW | 1 | H. | -
Henrique | Caterpillar | N/a | JOINT - Ø SMALLER 9mm - THICKNESS 1mm | 9N0237 | N/a | NEW | 2 | H. | -
Henrique | Caterpillar | N/a | INSERTION VALVE - INTERNAL Ø 41mm - EXTERNAL Ø 48.5mm - THICKNESS 3.5mm | 9N2837 | N/a | NEW | 4 | H. | -
Henrique | Caterpillar | N/a | JOINT - COMP. 358mm - SMALLER INTERNAL MEASUREMENT 84.5mm - LARGER INTERNAL MEASUREMENT 320mm - SMALLER Ø 9.5mm - THICKNESS 1mm | 9N3354 | N/a | NEW | 1 | H. | -
Henrique | Caterpillar | N/a | JOINT - INTERNAL Ø 35.5mm - EXTERNAL Ø 50mm - THICKNESS 1mm | 9N5201 | N/a | NEW | 4 | H. | -
Henrique | Caterpillar | N/a | JOINT - INTERNAL Ø 40.5mm - SMALLER Ø 11mm - LARGER Ø 16mm - THICKNESS 1mm | 9N5429 | N/a | NEW | 2 | H. | -
Henrique | Caterpillar | N/a | GEAR FOR ASSEMBLY OF THE FINAL DRIVE ASSEMBLY (FINAL DRIVE) | 9U-3125 | N/a | NEW | 1 | H. | -
Henrique | Caterpillar | N/a | SEAL RUBBER - INTERNAL Ø 14mm - EXTERNAL Ø 39.5mm - THICKNESS 9mm | 9Y0182 | N/a | NEW | 1 | H. | -
Thermo Solutions | Cummins | N/a | SIMPLE HOUSE COMP: 100mm / Ø50mm | 63241 | N/a | NEW | 1 | H. | -
Thermo Solutions | Cummins | N/a | HEX SCREW 22mm - 5/8-18G" | 205305 | N/a | NEW | 4 | H. | -
Thermo Solutions | Cummins | N/a | V-BELT TOTAL LENGTH 933mm FOR CUMMINS ENGINE | 205913 | N/a | NEW | 7 | H. | -
Thermo Solutions | Cummins | N/a | CONNECTION JOINT 118.5xØ103.3x1.0MM FOR CUMMINS DIESEL ENGINES | 206407 | N/a | NEW | 2 | H. | -
Thermo Solutions | Cummins | N/a | THERMOSTAT HOUSING GASKET FOR CUMMINS DIESEL ENGINES (200.0x188.0x1.0MM) | 206443 | N/a | NEW | 2 | H. | -
Thermo Solutions | Cummins | N/a | CONNECTION JOINT 117.8x86.0xØ63.5MM FOR CUMMINS DIESEL ENGINES | 207515 | N/a | NEW | 1 | H. | -
Thermo Solutions | Cummins | N/a | WATER TRANSFER CONNECTION GASKET FOR CUMMINS DIESEL ENGINES (93.2x60.5xØ40.0MM) | 207535 | N/a | NEW | 1 | H. | -
Thermo Solutions | Cummins | N/a | FUEL TUBE Ø12xØ8mm | 213995 | N/a | NEW | 2 | H. | -
Thermo Solutions | Cummins | N/a | OIL FILTER | 1220893 | N/a | NEW | 12 | H. | -
Thermo Solutions | Cummins | N/a | FUEL FILTER - CENTRAL THREAD 1/4"-18G - NUT 9/16"-18G - NUT 3/8"-24G | 1492513 | N/a | NEW | 14 | H. | -
Thermo Solutions | Cummins | N/a | FUEL INJECTION TUBE MALE FITTING THREAD M24X1.5 | 2896823 | N/a | NEW | 2 | H. | -
Thermo Solutions | Cummins | N/a | FUEL INJECTION TUBE MALE FITTING THREAD M24X1.5 | 2896831 | N/a | NEW | 2 | H. | -
Thermo Solutions | Cummins | N/a | FUEL INJECTION TUBE MALE FITTING THREAD M24X1.5 | 2896835 | N/a | NEW | 2 | H. | -
Thermo Solutions | Cummins | N/a | FUEL INJECTION TUBE MALE FITTING THREAD M24X1.5 | 2896911 | N/a | NEW | 2 | H. | -
Thermo Solutions | Cummins | N/a | CONNECTION JOINT 80.0x45.0xØ32.5MM FOR CUMMINS DIESEL ENGINES | 3010926 | N/a | NEW | 4 | H. | -
Thermo Solutions | Cummins | N/a | SIMPLE HOUSE COMP: 115mm / Ø70mm | 3024128 | N/a | NEW | 1 | H. | -
Thermo Solutions | Cummins | N/a | SEALING RING Ø75mm | 3031544 | N/a | NEW | 1 | H. | -
Thermo Solutions | Cummins | N/a | CRANKCASE SEALING GASKET 170X50CM | 3043212 | N/a | NEW | 2 | H. | -
Thermo Solutions | Cummins | N/a | SIMPLE HOUSE COMP: 90mm / Ø50mm | 3064697 | N/a | NEW | 2 | H. | -
Thermo Solutions | Cummins | N/a | BOMB | 3075524 | N/a | NEW | 1 | PRATELEIRA 9 E | -
Thermo Solutions | Cummins | N/a | WATER PASSAGE TUBE FOR CUMMINS ENGINE Ø52xØ41mm | 3081688 | N/a | NEW | 1 | H. | -
Thermo Solutions | Cummins | N/a | KIT4X O'RING RING Ø95.0xØ84.0xØ5.5MM FOR CUMMINS ENGINES AND GENERATORS | 3082358 | N/a | NEW | 1 | H. | -
Thermo Solutions | Cummins | N/a | SINGLE HOUSE COMP: 22mm / Ø20mm | 3084149 | N/a | NEW | 2 | H. | -
Thermo Solutions | Cummins | N/a | CONNECTION JOINT 72.6x4.15x1.0MM FOR CUMMINS DIESEL ENGINES | 3089955 | N/a | NEW | 1 | H. | -
Thermo Solutions | Cummins | N/a | WASHER Ø13xØ7mm | 3094023 | N/a | NEW | 3 | H. | -
Thermo Solutions | Cummins | N/a | KIT 3 O'RING RING Ø85.0xØ78.0xØ3.5MM FOR CUMMINS ENGINES AND GENERATORS | 3101661 | N/a | NEW | 1 | H. | -
Thermo Solutions | Cummins | N/a | MODULAR OUTLET 89 WAY 15e | 3164108 | N/a | NEW | 1 | H. | -
Thermo Solutions | Cummins | N/a | ELBOW COUPLING FOR HOSE Ø8.6mm - INTERNAL Ø 4mm - NUT 1/2"-18G | 3170802 | N/a | NEW | 4 | H. | -
Thermo Solutions | Cummins | N/a | FILTER HEAD GASKET FOR CUMMINS DIESEL ENGINES | 3177108 | N/a | NEW | 5 | H. | -
Thermo Solutions | Cummins | N/a | ALTERNATOR PULLEY WITH 7 "V" GROOVES - Ø63mm x Ø19mm ØBASE 39mm | 3281531 | N/a | NEW | 2 | H. | -
Thermo Solutions | Cummins | N/a | V-BELT WITH 7 SLOPES LENGTH 76X2 FOR CUMMINS | 3288944 | N/a | NEW | 1 | H. | -
Thermo Solutions | Cummins | N/a | 6x O'RING RING Ø25.0xØ20.0xØ2.5MM FOR CUMMINS ENGINES AND GENERATORS | 3331089 | N/a | NEW | 1 | H. | -
Thermo Solutions | Cummins | N/a | FLEXIBLE OIL HOSE FOR CUMMINS ENGINE Ø45xØ40mm | 3331628 | N/a | NEW | 1 | H. | -
Thermo Solutions | Cummins | N/a | KIT 6x O'RING RING Ø40.0xØ35.0xØ2.5MM FOR CUMMINS ENGINES AND GENERATORS | 3347939 | N/a | NEW | 2 | H. | -
Thermo Solutions | Cummins | N/a | KIT 9X O'RING RING Ø100.0xØ86.0xØ7.0MM FOR CUMMINS ENGINES AND GENERATORS | 3393303 | N/a | NEW | 1 | H. | -
Thermo Solutions | Cummins | N/a | HEX SCREW 11mm 1/4"-20G | 3627023 | N/a | NEW | 1 | H. | -
Thermo Solutions | Cummins | N/a | REAR CRANKSHAFT OIL SEAL Ø73mm | 3628895 | N/a | NEW | 2 | H. | -
Thermo Solutions | Cummins | N/a | KIT 4X O'RING RING Ø85.0xØ75.0xØ5.0MM FOR CUMMINS ENGINES AND GENERATORS | 3633325 | N/a | NEW | 1 | H. | -
Thermo Solutions | Cummins | N/a | SIMPLE HOUSE COMP: 75mm / Ø25mm | 3635070 | N/a | NEW | 1 | H. | -
Thermo Solutions | Cummins | N/a | CONNECTION JOINT FOR THM HOUSING COVER FOR CUMMINS DIESEL ENGINES (220.0x125.0x1.0MM) | 3635158 | N/a | NEW | 4 | H. | -
Thermo Solutions | Cummins | N/a | WATER TRANSFER TUBE 3637854 | 3637854 | N/a | NEW | 1 | H. | -
Thermo Solutions | Cummins | N/a | At | 3639827 | N/a | NEW | 26 | PRATELEIRA 9 E | -
Thermo Solutions | Cummins | N/a | GEAR 67 TEETH INTERNAL Ø 73x112mm - EXTERNAL Ø 230x170mm | 3646065 | N/a | NEW | 1 | H. | -
Thermo Solutions | Cummins | N/a | SEAL WASHER KIT Ø11xØ6mm | 3863755 | N/a | NEW | 3 | H. | -
Thermo Solutions | Cummins | N/a | FILTER RING WITH METAL SCREEN FOR CUMMINS GAS GENERATORS (Ø24.0xØ21.0x7.2MM) | 3867393 | N/a | NEW | 2 | H. | -
Thermo Solutions | Cummins | N/a | KIT 2 O'RING RING Ø35.0xØ32.0xØ1.5MM FOR CUMMINS ENGINES AND GENERATORS | 3867651 | N/a | NEW | 1 | H. | -
Thermo Solutions | Cummins | N/a | FUEL SUPPLY INJECTOR TUBE | 3914047 | N/a | NEW | 1 | H. | -
Thermo Solutions | Cummins | N/a | MAGNETIC SPEED PICKUP | 3917846 | N/a | NEW | 2 | H. | -
Thermo Solutions | Cummins | N/a | SINGLE HOUSE 3/4" COMP: 612mm / Ø19.1mm | 3918923 | N/a | NEW | 3 | H. | -
Thermo Solutions | Cummins | N/a | FUEL SUPPLY TUBE FOR TRUCKS AND BUSES | 3964168 | N/a | NEW | 4 | H. | -
Thermo Solutions | Cummins | N/a | TEMPERATURE SENSOR DANFOSS PT100 CLASSB / -50 UP TO +600°C | 3974646 | N/a | NEW | 1 | H. | -
Thermo Solutions | Cummins | N/a | ELECTRONIC CIRCUIT BOARD FOR APPLICATION IN VEHICLE ENGINES / CUMMINS GENERATORS | 3974735 | N/a | NEW | 1 | H. | -
Thermo Solutions | Cummins | N/a | GASKET FOR COOLER COVER FOR CUMMINS DIESEL ENGINES / GENERATORS | 4000714 | N/a | NEW | 2 | H. | -
Thermo Solutions | Cummins | N/a | CONNECTION JOINT 103.0xØ76.0x1.0MM FOR CUMMINS DIESEL ENGINES | 4006795 | N/a | NEW | 8 | H. | -
Thermo Solutions | Cummins | N/a | KIT 20X O'RING RING Ø37.0xØ33.0xØ2.0MM FOR CUMMINS ENGINES AND GENERATORS | 4010577 | N/a | NEW | 1 | H. | -
Thermo Solutions | Cummins | N/a | INJECTOR NOZZLE FOR CUMMINS DIESEL ENGINE | 4025334 | N/a | NEW | 2 | H. | -
Thermo Solutions | Cummins | N/a | EXHAUST OUTLET CONNECTION GASKET FOR CUMMINS DIESEL ENGINES (202.0xØ142.0x1.0MM) | 4065349 | N/a | NEW | 1 | H. | -
Thermo Solutions | Cummins | N/a | RETAINER SEAL Ø61mm x Ø56mm - TWO HOLES 12mm | 4066129 | N/a | NEW | 4 | H. | -
Thermo Solutions | Cummins | N/a | BATTERY CABLE 3.10m - Ø10mm | 4067915 | N/a | NEW | 1 | H. | -
Thermo Solutions | Cummins | N/a | INSERT FOR VALVE FOR CUMMINS DIESEL ENGINES (Ø60.35xØ49.65x7.85MM) | 4080333 | N/a | NEW | 8 | H. | -
Thermo Solutions | Cummins | N/a | KIT 13X O'RING RING Ø13.0xØ11.0xØ1.0MM FOR CUMMINS ENGINES AND GENERATORS | 4098956 | N/a | NEW | 1 | H. | -
Thermo Solutions | Cummins | N/a | PISTON COOLING VALVE | 4099041 | N/a | NEW | 2 | H. | -
Thermo Solutions | Cummins | N/a | CONNECTION JOINT Ø65.5x1.0MM FOR CUMMINS DIESEL ENGINES | 4101150 | N/a | NEW | 1 | H. | -
Thermo Solutions | Cummins | N/a | DANFOSS 3-PIN PRESSURE SENSOR | 4306988 | N/a | NEW | 3 | H. | -
Thermo Solutions | Cummins | N/a | SPEED SENSOR - RPM FOR CUMMINS ENGINES | 4327233 | N/a | NEW | 2 | H. | -
Thermo Solutions | Cummins | N/a | VALVE COVER GASKET FOR CUMMINS DIESEL ENGINES (242.0x170.0x1.0MM) | 4917451 | N/a | NEW | 6 | H. | -
Thermo Solutions | Cummins | N/a | FUEL INJECTION CONTROL ETR ACTUATOR FOR CUMMINS DIESEL ENGINES / GENERATORS | 4917540 | N/a | NEW | 2 | H. | -
Thermo Solutions | Cummins | N/a | Ø21.0xØ11.8x9.0MM CONICAL SEAL FOR CUMMINS FUEL INJECTOR | 4918072 | N/a | NEW | 1 | H. | -
Thermo Solutions | Cummins | N/a | PNEUMATIC SEAL Ø102.4xØ91.5x5.0MM FOR DUST VALVE COVER | 4918075 | N/a | NEW | 5 | H. | -
Thermo Solutions | Cummins | N/a | ELECTRICAL HARNESS FOR CUMMINS ENGINE | 4918938 | N/a | NEW | 1 | H. | -
Thermo Solutions | Cummins | N/a | CONNECTION JOINT FOR CUMMINS DIESEL ENGINES (Ø145.0xØ97.0x1.0MM) | 4927451 | N/a | NEW | 4 | H. | -
Thermo Solutions | Cummins | N/a | WATER TRANSFER TUBE 4956282 | 4956282 | N/a | NEW | 2 | H. | -
Thermo Solutions | Cummins | N/a | FLEXIBLE HOSE WITH FITTING THREAD COMPLETE: 45CM / THREAD: Ø30mm | 4956413 | N/a | NEW | 1 | H. | -
Thermo Solutions | Cummins | N/a | 121.0x101.2x63.3MM EXHAUST MANUFACTURE CONNECTION JOINT FOR CUMMINS DIESEL ENGINES | 4956518 | N/a | NEW | 4 | H. | -
Thermo Solutions | Cummins | N/a | CONNECTION JOINT 111.4xØ78.0x1.5MM FOR CUMMINS DIESEL ENGINES | 4964485 | N/a | NEW | 18 | H. | -
Thermo Solutions | Cummins | N/a | EXHAUST OUTLET CONNECTION GASKET FOR CUMMINS DIESEL ENGINES (Ø277.0xØ180.0x2.0MM) | 4968760 | N/a | NEW | 1 | H. | -
Thermo Solutions | Cummins | N/a | O-RING RING Ø40xØ36mm | 4975427 | N/a | NEW | 1 | H. | -
Thermo Solutions | Cummins | N/a | SEAL DRIVE AND HANDLE INTERNAL Ø 111mm | 5298874 | N/a | NEW | 1 | H. | -
Thermo Solutions | Cummins | N/a | FUEL FILTER KIT 3 HOLES 1/2"-18G - 2 HOLES Ø10mm | 0149-2634-01 | N/a | NEW | 1 | H. | -
Henrique | Cummins | N/a | FLEXIBLE HOSE COMP: 520mm / Ø22.2mm | AS16020 NF | N/a | NEW | 3 | H. | -
Henrique | Cummins | N/a | COMPATIBLE CUMMINS DIAGNOSTIC KIT W/ STANDARD TMC'S RP1210 | INLINE 5 | N/a | NEW | 1 | H. | -
Henrique | Cummins | N/a | HEX SCREW 12mm - 1/4"-18G | S124C | N/a | NEW | 9 | H. | -
Henrique | Cummins | N/a | SEALING RING Ø22xØ16mm | S3101 | N/a | NEW | 103 | H. | -
Henrique | Cummins | N/a | TOOL FOR GEAR REMOVAL - SUPPORT 8 HOLES Ø8mm - HEX SCREW 14mm Ø16mm | ST647 | N/a | NEW | 2 | H. | -
Thermo Solutions | Deutz | N/a | INJECTION PUMP | 0423 7942 | N/a | NEW | 1 | H. | -
Thermo Solutions | Deutz | N/a | FUEL/WATER SEPARATOR FILTER FOR ENGINES / GENERATORS DEUTZ 188.0xØ111.OMM | 0450 4438 | N/a | NEW | 11 | H. | -
Henrique | HYUNDAI | N/a | COVER | C15000-211 | N/a | NEW | 27 | H. | -
Henrique | HYUNDAI | N/a | SPECIFIC SEAL RING FUEL PUMP PARTS | C15000-923 | N/a | NEW | 590 | H. | -
Henrique | HYUNDAI | N/a | SPECIFIC SEALING RING | C15000-942 | N/a | NEW | 197 | H. | -
Henrique | HYUNDAI | N/a | SPECIFIC SEALING RING | C19300-412 | N/a | NEW | 17 | H. | -
Henrique | HYUNDAI | N/a | SPECIFIC SEALING RING | C19300-413 | N/a | NEW | 0 | H. | -
Henrique | HYUNDAI | N/a | INDICATOR VALVE PARTS CONNECTION TERMINAL FOR HYUNDAI ENGINE IGNITION FOR DIESEL STEEL COMPRESSION | C22000-501 | N/a | NEW | 44 | H. | -
Henrique | HYUNDAI | N/a | SUPPORT PARTS OF THE VALVE TRAIN | C23000-200 | N/a | NEW | 59 | H. | -
Henrique | HYUNDAI | N/a | SPECIFIC SEALING RING | C23000-394 | N/a | NEW | 700 | H. | -
Henrique | HYUNDAI | N/a | LOCK RING | C31100-130 | N/a | NEW | 9 | H. | -
Henrique | HYUNDAI | N/a | SPECIFIC SEALING RING | C35000-293 | N/a | NEW | 13 | H. | -
Henrique | HYUNDAI | N/a | GEAR PARTS OF FUEL LIMITER FOR MOTORHYUNDAI IGNITION FOR DIESEL COMPRESSION | C41000-203 | N/a | NEW | 4 | H. | -
Henrique | HYUNDAI | N/a | SPECIFIC SEALING RING | C41000-204 | N/a | NEW | 28 | H. | -
Henrique | HYUNDAI | N/a | BEARING | C41000-208 | N/a | NEW | 5 | H. | -
Henrique | HYUNDAI | N/a | TRANSMITTER | C45000-224 | N/a | NEW | 3 | H. | -
Henrique | HYUNDAI | N/a | THERMOMETER | C45101-203 | N/a | NEW | 6 | H. | -
Henrique | HYUNDAI | N/a | TEMPERATURE SENSOR OIL PARTS FOR HYUNDAI ENGINE IGNITION FOR DIESEL COMPRESSION | C45200-233 | N/a | NEW | 1 | H. | -
Henrique | HYUNDAI | N/a | SPECIFIC KEY LUBRICATION PUMP PARTS | C45200-241 | N/a | NEW | 4 | H. | -
Henrique | HYUNDAI | N/a | INJECTION PUMP | C51000-100 | N/a | NEW | 89 | H. | -
Henrique | HYUNDAI | N/a | SPECIFIC RING | C51000-116 | N/a | NEW | 47 | H. | -
Henrique | HYUNDAI | N/a | SPECIFIC RING | C51000-117 | N/a | NEW | 516 | H. | -
Henrique | HYUNDAI | N/a | SPECIFIC RING | C51000-117 | N/a | NEW | 801 | H. | -
Henrique | HYUNDAI | N/a | SPECIFIC SEALING RING | C51000-120 | N/a | NEW | 505 | H. | -
Henrique | HYUNDAI | N/a | SPECIFIC SEALING RING | C51000-123 | N/a | NEW | 106 | H. | -
Henrique | HYUNDAI | N/a | DEFLECTOR | C51000-130 | N/a | NEW | 784 | H. | -
Henrique | HYUNDAI | N/a | SPECIFIC SEALING RING INJECTION PUMP PARTS | C51000-154 | N/a | NEW | 100 | H. | -
Henrique | HYUNDAI | N/a | SPECIFIC SEALING RING | C52000-004 | N/a | NEW | 132 | H. | -
Henrique | HYUNDAI | N/a | SPECIFIC SEALING RING | C62000-191 | N/a | NEW | 600 | H. | -
Henrique | HYUNDAI | N/a | SPECIFIC FILTER LUBRICANT OIL PARTS | C63000-202 | N/a | NEW | 507 | H. | -
Henrique | HYUNDAI | N/a | SPECIFIC SEALING RING | C63000-242 | N/a | NEW | 548 | H. | -
Henrique | HYUNDAI | N/a | SPECIFIC SEALING RING | C64000-230 | N/a | NEW | 58 | H. | -
Henrique | HYUNDAI | N/a | DRIVE SHAFT PARTS RETAINER | C65000-362 | N/a | NEW | 86 | H. | -
Henrique | HYUNDAI | N/a | SPECIFIC SEALING RING | C71000-212 | N/a | NEW | 29 | H. | -
Henrique | HYUNDAI | N/a | SPECIFIC SEALING RING | C77000-110 | N/a | NEW | 10 | H. | -
Henrique | HYUNDAI | N/a | SPECIFIC SEALING RING | C83000-128 | N/a | NEW | 169 | H. | -
Henrique | HYUNDAI | N/a | SPECIFIC SEALING RING | C83000-130 | N/a | NEW | 65 | H. | -
Henrique | HYUNDAI | N/a | SPECIFIC EXPANSION JOINT | C83000-132 | N/a | NEW | 18 | H. | -
Henrique | HYUNDAI | N/a | FLEXIBLE TUBE | C98370-213 | N/a | NEW | 110 | H. | -
Henrique | HYUNDAI | N/a | MICRO SWITCH DIESEL ENGINE PARTS FOR HYUNDAI ENGINE COMPRESSION IGNITION | HY-R704C | N/a | NEW | 28 | H. | -
Henrique | HYUNDAI | N/a | REGULATOR PARTS FOR DIESEL ENGINE FOR HYUNDAI ENGINE IGNITION FOR DIESEL COMPRESSION | SQ0214-DL2 | N/a | NEW | 3 | H. | -
Henrique | HYUNDAI | N/a | SPECIFIC RELIEF VALVE PARTS FOR DIESEL ENGINE FOR HYUNDAI ENGINE IGNITION FOR DIESEL COMPRESSION | SV 49 | N/a | NEW | 35 | H. | -
Henrique | KOREA | N/a | LEVEL SWITCH | LAL28 83200112A | N/a | NEW | 6 | PRATELEIRA 6F | -
Thermo Solutions | MAN | N/a | MULTIPURPOSE CONTROLLER | 1142075-2 | N/a | NEW | 1 | H. | -
Henrique | MAN | N/a | INDUCTIVE SENSOR | 5242831-3 | N/a | NEW | 5 | H. | -
Thermo Solutions | MIBA | N/a | CAP | 45148 | 14918 | NEW | 2 | PRATELEIRA 6E | -
Thermo Solutions | Miba | N/a | CAP | 2300123465 | N/a | NEW | 1 | H. | -
Thermo Solutions | N/a | N/a | SPRING AXLE | 2001554-5 | 186 | NEW | 10 | PRATELEIRA 7 C | -
Thermo Solutions | N/a | N/a | O-RING | 703191-7 | 249 | NEW | 10 | PRATELEIRA 7 C | -
Thermo Solutions | N/a | N/a | O-RING | 61309-05H | 31538844 | NEW | 1 | PRATELEIRA 7 B | -
Thermo Solutions | N/a | N/a | SEALING RING | D7-4H7X8LON | 2001547-4 | NEW | 10 | PRATELEIRA 7 C | -
Thermo Solutions | N/a | N/a | FLAT JOINT | 4099 | 62NA1002 | NEW | 2 | PRATELEIRA 7 D | -
Thermo Solutions | N/a | N/a | VALVE GASKET | 37526 | N/a | NEW | 1 | PRATELEIRA 7 D | -
Thermo Solutions | N/a | N/a | VALVE GASKET | 56235 | N/a | NEW | 1 | PRATELEIRA 7 D | -
Thermo Solutions | N/a | N/a | HEAD GASKET | 63059 | N/a | NEW | 1 | PRATELEIRA 7 D | -
Thermo Solutions | N/a | N/a | HEAD GASKET | 64051 | N/a | NEW | 1 | PRATELEIRA 7 D | -
Thermo Solutions | N/a | N/a | SHIRT RING | 159960 | N/a | NEW | 2 | PRATELEIRA 6E | -
Thermo Solutions | N/a | N/a | BOTTOM BUSHING | 221285 | N/a | NEW | 6 | PRATELEIRA 7 C | -
Thermo Solutions | N/a | N/a | CARCASS GEAR | 546566 | N/a | NEW | 2 | PRATELEIRA 7 D | -
Thermo Solutions | N/a | N/a | KIT RECONSTRUCTION | 1293068 | N/a | NEW | 1 | PRATELEIRA 9 B | -
Thermo Solutions | N/a | N/a | INJECTORS | 2144861 | N/a | NEW | 8 | PRATELEIRA 9 A | -
Thermo Solutions | N/a | N/a | SEALING VALVE CTP | 2418390 | N/a | NEW | 1 | PRATELEIRA 9 B | -
Thermo Solutions | N/a | N/a | VALVE GUIDE | 2595829 | N/a | NEW | 12 | PRATELEIRA 9 B | -
Thermo Solutions | N/a | N/a | VALVE COVER GAS | 2683490 | N/a | NEW | 1 | PRATELEIRA 9 B | -
Thermo Solutions | N/a | N/a | INJECTOR (GM N65) | 3006556 | N/a | NEW | 1 | PRATELEIRA 9 A | -
Thermo Solutions | N/a | N/a | PRE CHAMBER | 3016676 | N/a | NEW | 1 | PRATELEIRA 9 A | -
Thermo Solutions | N/a | N/a | N/A | 1110125914 | N/a | NEW | 1 | PRATELEIRA 7 C | -
Thermo Solutions | N/a | N/a | JOINS | 616250450001 | N/a | NEW | 51 | PRATELEIRA 7 D | -
Thermo Solutions | N/a | N/a | BASKET FILTER | 0521PN25DN20CF8M | N/a | NEW | 9 | CHÃO | -
Thermo Solutions | N/a | N/a | MECHANICAL SEAL | 1668445-3 | N/a | NEW | 3 | PRATELEIRA 9 B | -
Thermo Solutions | N/a | N/a | SKULL PIN | 2001547-4 | N/a | NEW | 20 | PRATELEIRA 7 B | -
Henrique | N/a | N/a | SUPPORT | 30-2020 7C-7747 | N/a | NEW | 1 | PRATELEIRA 9 B | -
Henrique | N/a | N/a | PACKAGING FOR TOP | 60510-12H | N/a | NEW | 40 | PRATELEIRA 6A | -
Henrique | N/a | N/a | SHIRT RING | 60610-195 | N/a | NEW | 50 | PRATELEIRA 6C | -
Henrique | N/a | N/a | LAMB DA CYLIMDER | 60910-03H | N/a | NEW | 3 | PRATELEIRA 6D | -
Henrique | N/a | N/a | METAL RING | 61001-15H | N/a | NEW | 8 | PRATELEIRA 6B | -
Henrique | N/a | N/a | WASHER | 6120-07H | N/a | NEW | 10 | PRATELEIRA 7 B | -
Henrique | N/a | N/a | PIPE | 61201-15H | N/a | NEW | 1 | PRATELEIRA 9 E | -
Henrique | N/a | N/a | EXHAUST GASKET | 61202-27H | N/a | NEW | 6 | PRATELEIRA 7 D | -
Henrique | N/a | N/a | TRANSMISSION PINION | 61309-05H | N/a | NEW | 4 | PRATELEIRA 9 B | -
Henrique | N/a | N/a | SECOND VALVE | 61319-01H | N/a | NEW | 5 | PRATELEIRA 9 B | -
Henrique | N/a | N/a | REGULATOR | 61322-01H | N/a | NEW | 2 | PRATELEIRA 9 B | -
Henrique | N/a | N/a | REGULATOR | 61322-01H | N/a | NEW | 2 | PRATELEIRA 6B | -
Henrique | N/a | N/a | ADJUSTMENT POINT | 82SRPA | N/a | NEW | 3 | PRATELEIRA 5B | -
Henrique | N/a | N/a | SPARE KIT AHP 1500 | AHP 1500 | N/a | NEW | 1 | PRATELEIRA 9 B | -
Henrique | N/a | N/a | CAP | M-AR 3640 M | N/a | NEW | 10 | PRATELEIRA 6E | -
Henrique | N/a | N/a | 4 W 7018 | N/a | N/a | NEW | 4 | PRATELEIRA 9 B | -
Henrique | N/a | N/a | O-RING | N/a | N/a | NEW | 200 | PRATELEIRA 7 B | -
Henrique | N/a | N/a | BEARING | N/a | N/a | NEW | 1 | PRATELEIRA 9 B | -
Henrique | N/a | N/a | ROLL | SP080805 | N/a | NEW | 93 | PRATELEIRA 7 C | -
Henrique | N/a | N/a | 135675 | V2931-170F | N/a | NEW | 1 | PRATELEIRA 9 B | -
Thermo Solutions | ROBERT-FRANZ | N/a | OIL PUMP | 0740171-01 | N/a | NEW | 1 | H. | -
Thermo Solutions | SPIRAX | N/a | MECHANISM SET | 731000002 | CF0001 | NEW | 15 | PRATELEIRA 7 D | -
Thermo Solutions | Wärtsilä | N/a | HOSE JOINT | 10754 | 3692424 | NEW | 16 | PRATELEIRA 7 D | -
Thermo Solutions | Wärtsilä | N/a | O-RING | 35560 | 3692424 | NEW | 32 | PRATELEIRA 7 D | -
Thermo Solutions | Wärtsilä | N/a | O-RING | 100041 | 3692424 | NEW | 32 | PRATELEIRA 7 D | -
Thermo Solutions | Wärtsilä | N/a | O-RING | 107102 | 3692424 | NEW | 16 | PRATELEIRA 7 D | -
Thermo Solutions | Wärtsilä | N/a | O-RING | 120178 | 3692424 | NEW | 64 | PRATELEIRA 7 D | -
Thermo Solutions | Wärtsilä | N/a | O-RING | 121006 | 3692424 | NEW | 64 | PRATELEIRA 7 D | -
Thermo Solutions | Wärtsilä | N/a | SLIDING O-RING | 123003 | 3692424 | NEW | 16 | PRATELEIRA 7 D | -
Thermo Solutions | Wärtsilä | N/a | O-RING | 123004 | 3692424 | NEW | 16 | PRATELEIRA 7 D | -
Thermo Solutions | Wärtsilä | N/a | O-RING | 125447 | 3692424 | NEW | 5 | PRATELEIRA 7 D | -
Thermo Solutions | Wärtsilä | N/a | O-RING | 145012 | 3692424 | NEW | 32 | PRATELEIRA 7 D | -
Thermo Solutions | Wärtsilä | N/a | O-RING | 145013 | 3692424 | NEW | 32 | PRATELEIRA 7 D | -
Thermo Solutions | Wärtsilä | N/a | JOINS | 145024 | 3692424 | NEW | 16 | PRATELEIRA 7 D | -
Thermo Solutions | Wärtsilä | N/a | O-RING | 150616 | 3692424 | NEW | 16 | PRATELEIRA 7 D | -
Thermo Solutions | Wärtsilä | N/a | O-RING | 156017 | 3692424 | NEW | 16 | PRATELEIRA 7 D | -
Thermo Solutions | Wärtsilä | N/a | O-RING | 156018 | 3692424 | NEW | 16 | PRATELEIRA 7 D | -
Thermo Solutions | Wärtsilä | N/a | O-RING | 165021 | 3692424 | NEW | 32 | PRATELEIRA 7 D | -
Thermo Solutions | Wärtsilä | N/a | O-RING | 165029 | 3692424 | NEW | 16 | PRATELEIRA 7 D | -
Thermo Solutions | Wärtsilä | N/a | CLEANER RING | 165038 | 3692424 | NEW | 16 | PRATELEIRA 7 D | -
Thermo Solutions | Wärtsilä | N/a | O-RING | 165145 | 3692424 | NEW | 16 | PRATELEIRA 7 D | -
Thermo Solutions | Wärtsilä | N/a | O-RING | 167122 | 3692424 | NEW | 16 | PRATELEIRA 7 D | -
Thermo Solutions | Wärtsilä | N/a | O-RING | 167123 | 3692424 | NEW | 16 | PRATELEIRA 7 D | -
Thermo Solutions | Wärtsilä | N/a | O-RING | 167127 | 3692424 | NEW | 16 | PRATELEIRA 7 D | -
Thermo Solutions | Wärtsilä | N/a | O-RING | 174022 | 3692424 | NEW | 2 | PRATELEIRA 7 D | -
Thermo Solutions | Wärtsilä | N/a | WASNER | 174034 | 3692424 | NEW | 1 | PRATELEIRA 7 D | -
Thermo Solutions | Wärtsilä | N/a | O-RING | 183007 | 3692424 | NEW | 2 | PRATELEIRA 7 D | -
Thermo Solutions | Wärtsilä | N/a | O-RING | 211007 | 3692424 | NEW | 1 | PRATELEIRA 7 D | -
Thermo Solutions | Wärtsilä | N/a | O-RING | 350017 | 3692424 | NEW | 16 | PRATELEIRA 7 D | -
Thermo Solutions | Wärtsilä | N/a | O-RING | 352024 | 3692424 | NEW | 3 | PRATELEIRA 7 D | -
Thermo Solutions | Wärtsilä | N/a | O-RING | 352032 | 3692424 | NEW | 1 | PRATELEIRA 7 D | -
Thermo Solutions | Wärtsilä | N/a | O-RING | 352069 | 3692424 | NEW | 1 | PRATELEIRA 7 D | -
Thermo Solutions | Wärtsilä | N/a | O-RING | 352089 | 3692424 | NEW | 16 | PRATELEIRA 7 D | -
Thermo Solutions | Wärtsilä | N/a | O-RING | 354006 | 3692424 | NEW | 4 | PRATELEIRA 7 D | -
Thermo Solutions | Wärtsilä | N/a | O-RING | 354017 | 3692424 | NEW | 1 | PRATELEIRA 7 D | -
Thermo Solutions | Wärtsilä | N/a | O-RING | 355009 | 3692424 | NEW | 2 | PRATELEIRA 7 D | -
Thermo Solutions | Wärtsilä | N/a | O-RING | 355034 | 3692424 | NEW | 16 | PRATELEIRA 7 D | -
Thermo Solutions | Wärtsilä | N/a | O-RING | 355036 | 3692424 | NEW | 2 | PRATELEIRA 7 D | -
Thermo Solutions | Wärtsilä | N/a | O-RING | 355053 | 3692424 | NEW | 3 | PRATELEIRA 7 D | -
Thermo Solutions | Wärtsilä | N/a | O-RING | 355068 | 3692424 | NEW | 4 | PRATELEIRA 7 D | -
Thermo Solutions | Wärtsilä | N/a | O-RING | 357046 | 3692424 | NEW | 1 | PRATELEIRA 7 D | -
Thermo Solutions | Wärtsilä | N/a | O-RING | 357047 | 3692424 | NEW | 1 | PRATELEIRA 7 D | -
Thermo Solutions | Wärtsilä | N/a | O-RING | 357114 | 3692424 | NEW | 24 | PRATELEIRA 7 D | -
Thermo Solutions | Wärtsilä | N/a | O-RING | 471002 | 3692424 | NEW | 2 | PRATELEIRA 7 D | -
Thermo Solutions | Wärtsilä | N/a | MIBA | 10028 | N/a | NEW | 2 | PRATELEIRA 7 A | -
Thermo Solutions | Wärtsilä | N/a | INTAKE VALVE | 12007 | N/a | NEW | 8 | PRATELEIRA 7 A | -
Thermo Solutions | Wärtsilä | N/a | O-RING | 100023 | N/a | NEW | 6 | PRATELEIRA 7 A | -
Thermo Solutions | Wärtsilä | N/a | O-RING | 100111 | N/a | NEW | 6 | PRATELEIRA 7 A | -
Thermo Solutions | Wärtsilä | N/a | O-RING | 100113 | N/a | NEW | 6 | PRATELEIRA 7 A | -
Thermo Solutions | Wärtsilä | N/a | PISTON | 113012 | N/a | NEW | 6 | PRATELEIRA 7 A | -
Thermo Solutions | Wärtsilä | N/a | SEALING SET FOR CYLINDER | 120015 | N/a | NEW | 4 | PRATELEIRA 7 A | -
Thermo Solutions | Wärtsilä | N/a | SEALING SET FOR HEAD | 120054 | N/a | NEW | 6 | PRATELEIRA 7 A | -
Thermo Solutions | Wärtsilä | N/a | MAIN BEARING | 100007 / 100008 | N/a | NEW | 2 | PRATELEIRA 8D | -
Thermo Solutions | Wärtsilä | N/a | MAIN BEARING | 100007 / 100008 | N/a | NEW | 2 | PRATELEIRA 9B | -
Thermo Solutions | Wärtsilä | N/a | GRAND FINAL | 111005-111006 | N/a | NEW | 2 | PRATELEIRA 7 A | -
Thermo Solutions | Wärtsilä | N/a | PARTS REPAIR KIT FOR WARTSILA ENGINE | 1911800 | N/a | NEW | 4 | H. | -
Henrique | Wärtsilä | N/a | FLANGE ENGINE GENERATOR PARTS FOR STEEL WARTSILA ENGINE | 6010001 | N/a | NEW | 1 | H. | -
Thermo Solutions | Cummins | NT855 | EXHAUST MANIFOLD | 3031187 | N/a | NEW | 10 | H. | -
Thermo Solutions | Cummins | NT855 | PISTON PIN | 3934047 | N/a | NEW | 4 | H. | -
Thermo Solutions | Caterpillar | PR-1000C/3208/3412/231D | EXHAUST VALVE - SHAFT Ø 9.5mm - SHAFT Ø BASE 46mm - SHAFT COMP. 130mm | 119-6772 | N/a | NEW | 8 | H. | -
Henrique | Caterpillar | PS-500/PR-1000C/3208/613C | HALF BEARING - INNER RADIUS 44mm - OUTER RADIUS 47mm | 4W-8091 | N/a | NEW | 6 | H. | -
Thermo Solutions | Cummins | QSB 6.7L | JOINT KIT | 4955229 | N/a | NEW | 11 | H. | -
Thermo Solutions | Cummins | QSK19 | TURBO OIL DRAINAGE TUBE | 3086018 | N/a | NEW | 3 | H. | -
Thermo Solutions | Cummins | QSK19 / QSK38 | SEAL COVER FOR VALVE STEM | 4099092 | N/a | NEW | 4 | H. | -
Thermo Solutions | Cummins | QSK19 / QSK39 | SEAL COVER FOR VALVE STEM | 4099093 | N/a | NEW | 16 | H. | -
Thermo Solutions | Cummins | QSK19 / QSK40 | KIT 4X SEAL COVER FOR VALVE STEM | 3408282 | N/a | NEW | 2 | H. | -
Thermo Solutions | Cummins | QSK45 | CORE AFTERCOOLER | 3641079 | N/a | NEW | 4 | H. | -
Thermo Solutions | Cummins | QSK45 | ELECTRICAL WHIP | 4007287 | N/a | NEW | 2 | H. | -
Thermo Solutions | Cummins | QSK45 / QSK60 | FUEL INJECTION UNIT | 4326781 | N/a | NEW | 7 | H. | -
Thermo Solutions | Cummins | QSK45 / QSK60 | FUEL PUMP | 4903567 | N/a | NEW | 1 | H. | -
Thermo Solutions | Cummins | QSK45 / QSK60 / QSK95 | PISTON KIT | 4309253 | N/a | NEW | 2 | H. | -
Thermo Solutions | Cummins | QSK60 | FUEL CONTROL ACTUATOR | 3330602 | N/a | NEW | 1 | H. | -
Thermo Solutions | Cummins | QSK60/QSK95 | BEARING CONNECTION ROD | 3636495 | N/a | NEW | 6 | H. | -
Thermo Solutions | Cummins | QSM11 | JOINT KIT | 4089478 | N/a | NEW | 1 | H. | -
Thermo Solutions | Cummins | QSX15/ISX15 | ELECTRICAL WHIP | 3643003 | N/a | NEW | 2 | H. | -
Thermo Solutions | Cummins | QSX15G8/QSZ13G7/QSG12G2/QSG12G1/6LTAA9.5-G1/QSL9G5/QSB7G5/6BTAA5.9G7/6BTAA5 .9G6/6BTA5.9G5 | TRANSFORMER | 0302-2057-42 | N/a | NEW | 1 | H. | -
Thermo Solutions | Cummins | SERIE B | EXHAUST MANIFOLD GASKET KIT | 3929881 | N/a | NEW | 13 | H. | -
Thermo Solutions | Cummins | SERIE B 4 cilindros | MAIN BEARING KIT | 4955856 | N/a | NEW | 32 | H. | -
Henrique | Caterpillar | SR4 / SR4B / SR4BHV / SR5 / SR4HV | HEAT SINK ASSEMBLY | 298-3648 | N/a | NEW | 2 | H. | -
Thermo Solutions | Caterpillar | SR4/3304B/W330B/IT12B/815B/120G | FUEL FILTER - 1''-14G THREAD - EXTERNAL Ø 86mm | 1R0750 | N/a | NEW | 1 | H. | -
Thermo Solutions | Caterpillar | SR4/SR4B/3408/3408B/RM400RM500B | PLUG CONNECTOR WITH 70 CAVITIES | 147-1445 | N/a | NEW | 121 | H. | -
Henrique | Caterpillar | SR4B/3116/3126B/IT12B/815B | ENGINE OIL FILTER REGULATOR VALVE - INTERNAL Ø 11mm - EXTERNAL Ø 17.5mm - COMP. 38.5mm | 7C1493 | N/a | NEW | 4 | H. | -
Henrique | Caterpillar | SR4BHV/SR500/D375D/3408B | LOCK PAIR FOR INLET/EXHALE VALVE - RADIUS 5.5mm - LENGTH 9mm | 2A4429 | N/a | NEW | 16 | H. | -
Thermo Solutions | Deutz | TCD2013 | BUSHING ROD BUSH DIESEL ENGINE DEUTZ TCD2013 | 4257080 | N/a | NEW | 7 | H. | -
Henrique | Caterpillar | TH31-E61/TH55-E70/CB-614/CS-553/225B/3150 | SEALING RING - INTERNAL Ø 110.5mm - EXTERNAL Ø 117mm - THICKNESS 3.5mm | 9M9729 | N/a | NEW | 1 | H. | -
Thermo Solutions | Cummins | TIER 1 POWER GEN 3.9L | FUEL INJECTOR TUBE Ø6mm | 3283382 | N/a | NEW | 1 | H. | -
Henrique | Caterpillar | TRATOR DE ESTEIRA D8/D8T | THERMAL STRUCTURE | 420-9277 | N/a | NEW | 5 | H. | -
Henrique | Caterpillar | TRATOR DE ESTEIRA D9T | THERMAL STRUCTURE | 394-5036 | N/a | NEW | 6 | H. | -
Henrique | Caterpillar | TRATORES DE ESTEIRA | CONTROL JOYSTICK | 454-6812 | N/a | NEW | 6 | H. | -
Thermo Solutions | STX | V32/40 | SAFETY VALVE | 5703001 | N/a | NEW | 26 | PRATELEIRA 5B | -
| STX | V32/40 | BEARING BUSH (NR29/S) | − | 29S139/517-003 | NEW | 2 UNITS | 1 CHÃO | -
| STX | V32/40 | CLAMPING SHOE | − | 29S139/501-005 | NEW | 6 UNITS | 1 CHÃO | -
| STX | V32/40 | COLLAR PIN | − | 29S139/501-009 | NEW | 6 UNITS | 1 CHÃO | -
| STX | V32/40 | COMRESSION RING | − | 034-15-001 | NEW | 36 UNITS | 1B | -
| STX | V32/40 | COMRESSION RING | − | 034-15-002 | NEW | 36 UNITS | 1B | -
| STX | V32/40 | COVER D01 C05 | − | 29S139/517-037 | NEW | 6 UNITS | 1 CHÃO | -
| STX | V32/40 | COVERING DISC | − | 29S139/517-009 | NEW | 4 UNITS | 1B | -
| STX | V32/40 | EXHAUST VALVE CONE | − | 114-03-012/KA | NEW | 30 UNITS | 4D | -
| STX | V32/40 | GASKET | − | 447-36-121 | NEW | 30 UNITS | 4E | -
| STX | V32/40 | HEX NUT M10 | − | 29S139/517-032 | NEW | 35 UNITS | 1 CHÃO | -
| STX | V32/40 | HEX NUT M10 | − | 29S139/501-008/K | NEW | 50 UNITS | 1 CHÃO | -
| STX | V32/40 | INDICATOR VALVE | − | 419-04-001C | NEW | 28 UNITS | 1 CHÃO | -
| STX | V32/40 | INJECTION NOZZLE (13X0.41X82) | − | 221-04-M/L | NEW | 28 UNITS | 5C | -
| STX | V32/40 | INLET V/V ASS`Y | − | 113-04-010/K | NEW | 12 UNITS | 4E | -
| STX | V32/40 | LOCK WASHER PAIR | − | 29S139/501-007 | NEW | 49 UNITS | 1 CHÃO | -
| STX | V32/40 | O-RING MAN 356, 23.40X 3.53 FPM1-70 | − | 434-17-505 | NEW | 56 UNITS | 4E | -
| STX | V32/40 | O-RING: K01 E01 | − | 012-17-A18 | NEW | 12 UNITS | 4E | -
| STX | V32/40 | PRESSURE PIPE | − | 434-17-501 | NEW | 14 UNITS | 1 CHÃO | -
| STX | V32/40 | PRESSURE S/P (ART. Nº063909) | − | 113-04-006K | NEW | 24 UNITS | 1C | -
| STX | V32/40 | PRESSURE S/P (ART.Nº 063907) | − | 114-03-003K | NEW | 24 UNITS | 1C | -
| STX | V32/40 | PROFILE CLAMP ASS`Y | − | 29S139/546-005 | NEW | 7 UNITS | 1C E 5B | -
| STX | V32/40 | ROUND SEAL RING | − | 161-02-003 | NEW | 28 UNITS | 4E | -
| STX | V32/40 | ROUND SEAL RING | − | 221-04-020 | NEW | 112 UNITS | 4E | -
| STX | V32/40 | ROUND SEAL RING | − | 447-36-079 | NEW | 18 UNITS | 4E | -
| STX | V32/40 | ROUND SEAL RING | − | 050-07-024 | NEW | 112 UNITS | 4E | -
| STX | V32/40 | ROUND SEAL RING | − | 050-07-032 | NEW | 28 UNITS | 3C | -
| STX | V32/40 | ROUND SEAL RING | − | 050-07-032A | NEW | 56 UNITS | 3C | -
| STX | V32/40 | ROUND SEAL RING | − | 050-07-007 | NEW | 112 UNITS | 3C | -
| STX | V32/40 | ROUND SEAL RING | − | 434-17-517 | NEW | 58 UNITS | 4E | -
| STX | V32/40 | SAFETY VALVE 230 BAR | − | 057-03-001 | NEW | 26 UNITS | 5B | -
| STX | V32/40 | SEAL RING | − | 161-02-A07 | NEW | 14 UNITS | 4E | -
| STX | V32/40 | SEAL RING | − | 161-02-A06 | NEW | 14 UNITS | 4E | -
| STX | V32/40 | SEAL RING | − | 162-03-017 | NEW | 6 UNITS | 4E | -
| STX | V32/40 | SEAL RING | − | 162-03-009 | NEW | 6 UNITS | 4E | -
| STX | V32/40 | SEAL RING | − | 447-36-131 | NEW | 6 UNITS | 4E | -
| STX | V32/40 | SEAL RING (STD, 10MM) | − | 050-07-034A | NEW | 42 UNITS | 1B | -
| STX | V32/40 | SEALING | − | 073-23-E02/1 | NEW | 42 UNITS | 3C | -
| STX | V32/40 | SEALING COVER COMP SIDE | − | 29S139/517-087 | NEW | 8 UNITS | 1C | -
| STX | V32/40 | SEALING RING: K01 B08 | − | 077-03-017 | NEW | 19 UNITS | 3C | -
| STX | V32/40 | SEALING RING: K01 B08 | − | 077-03-016 | NEW | 24 UNITS | 3C | -
| STX | V32/40 | STARTING V/V ASS`Y | − | 161-02-001 | NEW | 12 UNITS | 5C E 5D | -
| STX | V32/40 | STUD BOLT | − | 29S139/501-006 | NEW | 24 UNITS | 1 CHÃO | -
| STX | V32/40 | THRUST RING, COMP SIDE (NR29/S) | − | 29S139/520-028 | NEW | 6UNITS | 1 CHÃO | -
| STX | V32/40 | UNDERCUT BOLT (NR29/S) | − | 29S139/520-068 | NEW | 8 UNITS | 1 CHÃO | -
| STX | V32/40 | V/V CONE PIECE TWO-PART | − | 114-03-001E | NEW | 56 UNITS | 1 CHÃO | -
| STX | V32/40 | V-CLAMP (NR26/R, NR29/S, TCR 20) | − | 29S139/546-004 | NEW | 3 UNITS 1 MISSING SCREW | 1C | -
| STX | V32/40 | BERING SHELL (CASQUILHO) | 02169-0203 | 030-02-A/1 | NEW | 16 UNITS | 3B | -
| STX | V32/40 | BERING SHELL (CASQUILHO) | 02169-0293 | 030-02-A/1 | NEW | 17 UNITS | PRATELEIRA 4A 4 UNIDADES 4B 22 3B 2 | -
| STX | V32/40 | UPPER B/R SHELL (CASQUILHO) | 02169-3538 | 021-07-001A | NEW | 14 PAIRS | 2 A B C D E | -
| STX | V32/40 | LOWER B/R SHELL (CASQUILHO) | 02169-3540 | 021-07-002A | NEW | 12 PAIRS | 2 A B C D E | -
| STX | V32/40 | CONNECTING ROD BUSHING (BUCHA DE BIELA) | 03068-007071-72-73 | − | NEW | 28 UNITS | 3D | -
Thermo Solutions | STX | V32/40 | COATED PUMP ELEMENT | 200-11-C | N/a | NEW | 20 | PRATELEIRA 5F | -
Thermo Solutions | STX | V32/40 | COATED PUMP ELEMENT | 200-11-C/1 | N/a | NEW | 22 | PRATELEIRA 5G | -
Thermo Solutions | STX | V32/40 | INJECTOR NOZZLE | 221-04-M/2 | N/a | NEW | 28 | PRATELEIRA 5C | -
Henrique | STX | V32/40 | JOINS | 322-16-025 | N/a | NEW | 6 | PRATELEIRA 5A | -
Henrique | STX | V32/40 | JOINS | 322-16-026 | N/a | NEW | 12 | PRATELEIRA 5A | -
Henrique | STX | V32/40 | THREADED PIECE | 434-17-001A | N/a | NEW | 6 | PRATELEIRA 5B | -
Thermo Solutions | STX | V32/40 | ELBOW COUPLING | 61430-03H-0038 | 11CO05978 | NEW | 5 | PRATELEIRA 7 C | -
Henrique | STX | V32/40 | UNION AND REGISTRATION | 61430-03H-217 | N/a | NEW | 5 | PRATELEIRA 7 C | -

## Motores elétricos (hidden)
$ | Fabricante | Aplicação | HP ¦ VOLTS ¦ RPM ¦ AMP ¦ PHASE ¦ HZ | Part Number | Plate Number | Condição do Produto | Qtd. | Local de Estoque | Observação
| (USA) | ELECTRIC | 15 ¦ 208-230/460 ¦ 1761 ¦ 37.6/18.8 ¦ 3 ¦ |  |  | NOVO | 1 | - | -
| 1 BALDOR RELIANCE | ELECTRIC | 10 ¦ 575 ¦ 1180 ¦ 11.4 ¦ 3 ¦ 60 | 21911080487 |  | NOVO | 1 | - | -
| 1 BALDOR RELIANCE | ELECTRIC | 10 ¦ 575 ¦ 1180 ¦ 11.4 ¦ 3 ¦ 60 | 21509250075 |  | NOVO | 1 | - | -
| 1 SEW EURODRIVE |  | 1.5 ¦ 330A/575Y ¦ ¦ ¦ 3 ¦ 60 | o,u204911.14.14 001 |  | NOVO | 1 | - | -
| ABB |  | 10 ¦ 4.5D/10% ¦ 1450 ¦ 14.8 ¦ 3 ¦ 60 | 3G151429009118307 |  | NOVO | 1 | - | -
| AC MOTOR | AC MOTOR | 40 ¦ 460 ¦ 3550 ¦ 83.6/40.8 ¦ 3 ¦ 60 |  | 5KE324B1ACK3BC | NOVO | 1 | - | -
| ALLIS | 51307103 | 20 ¦ 230/460 ¦ 1750 ¦ 50/25 ¦ 3 ¦ 60 | 617 |  | NOVO | 1 | - | -
| AMERICAN CRANE | AL | 0.33 ¦ 460 ¦ 1800/85 ¦ 0.55 ¦ 3 ¦ 60 | 9113706-1 |  | NOVO | 1 | - | -
| AMERICAN CRANE | AL | 0.33 ¦ 460 ¦ 1800/69 ¦ 0.77 ¦ 3 ¦ 60 | 9113700-1 |  | NOVO | 1 | - | -
| AMERICAN CRANE | AL | 5/1.67 ¦ 460 ¦ 1800/600 ¦ 6.674.3 ¦ 3 ¦ 60 | 911370C-1 |  | NOVO | 1 | - | -
| AMERICAN CRANE | AL | 40 ¦ 460 ¦ 1200 ¦ 51.4 ¦ 3 ¦ 60 | 911370A-1 |  | NOVO | 1 | - | -
| APPARATUS | AL | 50 ¦ 230/460 ¦ 3525 ¦ 120/60 ¦ ¦ 60 | 089-02404-01 | 2505 | NOVO | 1 | - | -
| BALDOR |  | 7.5 ¦ 575 ¦ 1770 ¦ ¦ 3 ¦ |  |  | NOVO | 1 | - | -
| BALDOR | INDUSTRIAL | 5 ¦ 230-460 ¦ 1725 ¦ 5 ¦ 3 ¦ 60 |  |  | NOVO | 1 | - | -
| BALDOR |  | 1.5 ¦ 230/460 ¦ 1760 ¦ 4.4/2.2 ¦ 3 ¦ 60 | VEOHM3554T | 3510W819M49301 | NOVO | 1 | - | -
| BALDOR |  | 1/3.0 ¦ 90 ¦ 1750 ¦ 3.1 ¦ 3 ¦ 60 | K2197691 | CPP3330 | NOVO | 1 | - | -
| BALDOR |  | ¦ 208-230/460 ¦ 1725 ¦ 9-0/4.5 ¦ 3 ¦ 60 | 34A63-872 | VM3538 | NOVO | 1 | - | -
| BALDOR |  | 1/2.0 ¦ 208-230/460 ¦ 1725 ¦ 2.1-2/1 ¦ 3 ¦ 60 | VM3538 | 34R63-842 | NOVO | 1 | - | -
| BALDOR |  | 7.5 ¦ 208-230/460 ¦ 1780 ¦ 22.5-21.4 ¦ 3 ¦ 60 | 39K062X92 | 39K062K92 | NOVO | 1 | - | -
| BALDOR |  | 2 ¦ 115/230 ¦ 3450 ¦ ¦ ¦ |  |  | NOVO | 1 | - | -
| BALDOR |  | 3 ¦ 230/460 ¦ 1760 ¦ 8.4/4.2 ¦ 3 ¦ 60 | VEM356TT | 3652315266G1 | NOVO | 1 | - | -
| BALDOR |  | 5 ¦ 208-230/460 ¦ 3450 ¦ 14.4/13.4 ¦ 3 ¦ 60 |  |  | NOVO | 1 | - | -
| BALDOR |  | 3 ¦ 230/460 ¦ 1750 ¦ ¦ ¦ | IDNM36611 | 06F5031W40TC2 | NOVO | 1 | - | -
| BALDOR |  | 7.5 ¦ 575 ¦ 1770 ¦ ¦ 3 ¦ |  |  | NOVO | 1 | - | -
| BALDOR |  | 10 ¦ 575 ¦ 3600 ¦ ¦ 3 ¦ |  |  | NOVO | 1 | - | -
| BALDOR RELIANCE | AL | 75 ¦ 230/460 ¦ 1780 ¦ 171/85.9 ¦ 3 ¦ 60 | A1806192057 |  | NOVO | 1 | - | -
| BALDOR RELIANCE | ELECTRIC | 60 ¦ 460 ¦ 1185 ¦ 61.7 ¦ 3 ¦ 60 | A1407292089 |  | NOVO | 1 | - | -
| BALDOR RELIANCE | AL | 50 ¦ 230/460 ¦ 3525 ¦ 114/57 ¦ 3 ¦ 60 |  |  | NOVO | 1 | - | -
| BALDOR RELIANCE | ELECTRIC | 50 ¦ 460 ¦ 1185 ¦ 61,7 ¦ 3 ¦ 60 | A1406252088 |  | NOVO | 1 | - | -
| BALDOR RELIANCE | AL | 40 ¦ 208-230/560 ¦ 1770 ¦ 101-94/47 ¦ 3 ¦ 60 | Z1003080996 |  | NOVO | 1 | - | -
| BALDOR RELIANCE | ELECTRIC | 40 ¦ 460 ¦ 3560 ¦ 44.3 ¦ 3 ¦ 60 | B491247-1010 | B491247 | NOVO | 1 | - | -
| BALDOR RELIANCE | DRIVE MOTOR | 3 ¦ ¦ ¦ ¦ ¦ | F110406895 |  | NOVO | 1 | - | -
| BROOK CORPO |  | 7.5 ¦ 575 ¦ 1750 ¦ ¦ 3 ¦ |  |  | NOVO | 1 | - | -
| BROOK CROMPTON |  | 5 ¦ 575 ¦ 3525 ¦ 4.9 ¦ 3 ¦ 60 | 600989 | H3605CUT | NOVO | 1 | - | -
| BROOK HINSEN |  | 0.33 ¦ 230/460 ¦ 1680 ¦ 1.570/0.75 ¦ 3 ¦ 60 | 188411023 | 1927262.5 | NOVO | 1 | - | -
| BROWN BOVERI |  | 200 ¦ 2300 ¦ 1190 ¦ ¦ 3 ¦ 60 |  |  | NOVO | 1 | - | -
| CANRON | MOTORS | 20 ¦ 575 ¦ 900 ¦ ¦ 3 ¦ |  |  | NOVO | 1 | - | -
| CLYDE BERGERMANN GEAR MOTOR |  | 2 ¦ 575 ¦ ¦ 2.3 ¦ ¦ 60 | 2001-530 | BE-DR5 | NOVO | 1 | - | -
| DAYTON | ELECTRIC | 0.33 ¦ 115 ¦ 3450 ¦ 4.8 ¦ 1 ¦ 60 |  | 5K586BA | NOVO | 1 | - | -
| DEMAG | KBA112B4 | 7.2 ¦ 230/460 ¦ 1725 ¦ 25/12.0 ¦ 3 ¦ 60 | 7061918 |  | NOVO | 1 | - | -
| DYNAMIC EATON |  | 15 ¦ 575 ¦ 1165 ¦ ¦ 3 ¦ |  |  | NOVO | 1 | - | -
| ELECTRIC | ELECTRIC | 4.3 ¦ 125 ¦ 1900 ¦ 34 ¦ ¦ | JU68266 |  | NOVO | 1 | - | -
| ELECTRIC | ELECTRIC | ¦ 125 ¦ 1900 ¦ 34 ¦ ¦ | YT29238 |  | NOVO | 1 | - | -
| ELECTRIC | ELECTRIC | ¦ 125 ¦ 1900 ¦ 34 ¦ ¦ | YT29238 |  | NOVO | 1 | - | -
| ELECTRIC | K | 7.5 ¦ 230/460 ¦ 1170 ¦ 22.0/11.0 ¦ 3 ¦ 60 |  | 5K254BL30501 | NOVO | 1 | - | -
| EMERSON | FLC | 10 ¦ 230/460 ¦ 3510 ¦ 23.8/11.9 ¦ 3 ¦ 60 | YC10E113 | AB34 | NOVO | 1 | - | -
| FANVC |  | 1.0KW ¦ 257 ¦ 2000 ¦ 2.5 ¦ 3 ¦ 60 | C12/2000 | C988A5848 | NOVO | 1 | - | -
| GE | K | 10 ¦ 230/460 ¦ 3520 ¦ 23.6/11.8 ¦ 3 ¦ 60 | T6P1446 | 5K215QRA2JA94 | NOVO | 1 | - | -
| GE |  | ¦ B.D.7.5 ¦ ¦ ¦ ¦ 60 |  |  | NOVO | 1 | - | -
| GENERAL ELECTRIC | ELECTRIC | 100 ¦ 575 ¦ 1775 ¦ ¦ 3 ¦ |  |  | NOVO | 1 | - | -
| GENERAL ELECTRIC | ELECTRIC | 75 ¦ 230/460 ¦ 3555 ¦ 169/84.5 ¦ 3 ¦ 60 |  | 5K326JL213 | NOVO | 1 | - | -
| GENERAL ELECTRIC | INDUCTION | 60 ¦ 230/460 ¦ 17.75 ¦ 185/79 ¦ 3 ¦ | EC2230059 | 5K364 V BK247-A | NOVO | 1 | - | -
| GENERAL ELECTRIC | N | 50 ¦ ¦ ¦ ¦ 3 ¦ | BC6104070 |  | NOVO | 1 | - | -
| GENERAL ELECTRIC | N | 50 ¦ ¦ ¦ ¦ 3 ¦ | BC6104070 |  | NOVO | 1 | - | -
| GENERAL ELECTRIC | ELECTRIC | 50 ¦ 575 ¦ 1185 ¦ ¦ 3 ¦ |  |  | NOVO | 1 | - | -
| GENERAL ELECTRIC | ELECTRIC | 50 ¦ 575 ¦ 1765 ¦ ¦ 3 ¦ |  |  | NOVO | 1 | - | -
| GENERAL ELECTRIC | AC MOTOR | 30 ¦ 230/460 ¦ 1175 ¦ 75.4/37.7 ¦ ¦ 60 |  | SK3265NL315A | NOVO | 1 | - | -
| GENERAL ELECTRIC | MOTOR | 30 ¦ 230/460 ¦ 17.65 ¦ 72/36 ¦ ¦ | 5K286BN2871E |  | NOVO | 1 | - | -
| GENERAL ELECTRIC | ELECTRIC | 30 ¦ 575 ¦ 1175 ¦ ¦ 3 ¦ |  |  | NOVO | 1 | - | -
| GENERAL ELECTRIC | INDUCTION | 15 ¦ 208-220/440 ¦ 585 ¦ 50.2-49/24.5 ¦ ¦ 60 |  | 5K404AL60 | NOVO | 1 | - | -
| GENERAL ELECTRIC |  | 7.5 ¦ 575 ¦ 3535 ¦ ¦ 3 ¦ |  |  | NOVO | 1 | - | -
| IRON HORSE |  | 3.4 ¦ 208-230/460 ¦ 3450 ¦ 3.0-29/1.45 ¦ 3 ¦ 60 | 761044 | MTR-P75-3B036 | NOVO | 1 | - | -
| LEESON |  | 60 ¦ 575 ¦ 3570 ¦ ¦ 3 ¦ |  |  | NOVO | 1 | - | -
| LEESON |  | 7.5 ¦ 575 ¦ 1770 ¦ ¦ 3 ¦ |  |  | NOVO | 1 | - | -
| LEESON |  | 5 ¦ 575 ¦ 1760 ¦ ¦ 3 ¦ |  |  | NOVO | 1 | - | -
| LEESON | TGS | 10 ¦ 230/460 ¦ 1755 ¦ ¦ 3 ¦ 60 | 66680-14 | 2.5TTG340375A-L | NOVO | 1 | - | -
| LEESON |  | 7.5 ¦ 230/460 ¦ 1182 ¦ 19.8/9.9 ¦ 3 ¦ 60 | 0254T11FB7A | NK20001167-15008 | NOVO | 1 | - | -
| LEESON |  | 7.5 ¦ 230/460 ¦ 1182 ¦ 19.8/9.9 ¦ 3 ¦ 60 | B19901100 | 0254T11FG7A | NOVO | 1 | - | -
| LEESON |  | 3 ¦ 208-230/460 ¦ 1740 ¦ ¦ 3 ¦ 60 | 13491 | C182T17FC24E | NOVO | 1 | - | -
| LINCOLN | MOTOR | 126 ¦ 230/460 ¦ 1770 ¦ 288/144 ¦ 3 ¦ 60 | 184011 |  | NOVO | 1 | - | -
| LINCOLN |  | 1.5 ¦ 230-460 ¦ 1750 ¦ 40/20 ¦ 3 ¦ 60 | T-F4362 | 3102314 | NOVO | 1 | - | -
| MAGNETEK CENTRY | ELECTRIC | 20 ¦ 230/460 ¦ 1760 ¦ 48/24 ¦ 3 ¦ 60 | 6-342150-03 |  | NOVO | 1 | - | -
| MARATHON | ELECTRIC | 75 ¦ 230/460 ¦ 1775 ¦ 188/93 ¦ 3 ¦ 60 | 19-04999-3/22-03 |  | NOVO | 1 | - | -
| MARATHON | ELECTRIC | 10 ¦ 230/460 ¦ 1685 ¦ 26/13 ¦ 3 ¦ 60 |  | BE215TTFS7548AN L | NOVO | 1 | - | -
| MARATHON | ELECTRIC | 30 ¦ 230-460 ¦ 1773 ¦ 40 ¦ 3 ¦ 60 | 230-460 |  | NOVO | 1 | - | -
| MARATON |  | 30 ¦ 230/460 ¦ 1773 ¦ ¦ 3 ¦ 60 |  | UA286TTGN6537ABL | NOVO | 1 | - | -
| MOTOR ASSEMBLY-BAUER | BG40-47/DW11L A12-TF-TV | ¦ 575 ¦ 121 ¦ ¦ ¦ 60 |  | BAUER | NOVO | 1 | - | -
| NIDEL | FLC | 1 ¦ 230/460 ¦ 860 ¦ 4.7/2.4 ¦ 3 ¦ 60 | YC1E46 | CR426205J/C3 | NOVO | 1 | - | -
| NORD | ELECTRIC | 0.33 ¦ 230/460 ¦ 1710 ¦ 1.56/78 ¦ ¦ 60 | 32110012 |  | NOVO | 1 | - | -
| PREMIUM | LE | 5 ¦ 230/460 ¦ 1755 ¦ 13/6.5 ¦ 3 ¦ 60 | X512G | SR53 | NOVO | 1 | - | -
| PREMIUM |  | 7.5 ¦ ¦ ¦ ¦ ¦ |  | GR3-C1-TF213T-2 | NOVO | 1 | - | -
| RELIANCE | CS | 1/2.0 ¦ 115/230 ¦ 17/25 ¦ 9-0/4.5 ¦ 3 ¦ 60 | C563443N | FRRF056C | NOVO | 1 | - | -
| RELIANCE | P | 1/2.0 ¦ 208-230 ¦ 1725 ¦ 3.4-3.4 ¦ 3 ¦ 60 | FB56C | 10P50H144IX | NOVO | 1 | - | -
| RELIANCE | P | 5 ¦ 208-230/460 ¦ 1740 ¦ 13.9-12.6/6.3 ¦ 3 ¦ 60 | 1017883070 |  | NOVO | 1 | - | -
| RELIANCE |  | ¦ ¦ ¦ ¦ ¦ | IP44 | 36F3610384 | NOVO | 1 | - | -
| RELIANCE |  | 125 ¦ 480 ¦ 1775 ¦ ¦ 3 ¦ 60 |  |  | NOVO | 1 | - | -
| RELIANCE ELECTRIC | AC MOTOR | 150 ¦ 460 ¦ 1785 ¦ 165 ¦ 3 ¦ 60 |  | P44G0704A | NOVO | 1 | - | -
| RELIANCE ELECTRIC | AC MOTOR | 150 ¦ 460 ¦ 1785 ¦ 165 ¦ 3 ¦ 60 |  | P44G0704A | NOVO | 1 | - | -
| RELIANCE ELECTRIC | ELECTRIC | 100 ¦ 575 ¦ 1780 ¦ 92.8 ¦ 3 ¦ 60 |  | 2478229 | NOVO | 1 | - | -
| RELIANCE ELECTRIC | MOTOR | 100 ¦ 575 ¦ 1780 ¦ 92.8 ¦ 3 ¦ 60 |  | B478229 | NOVO | 1 | - | -
| RELIANCE ELECTRIC | EFFICIENT AC MOTOR | 50 ¦ 230/460 ¦ 3555 ¦ 119/59.5 ¦ 3 ¦ 60 | S9005432-001 | P32045018 | NOVO | 1 | - | -
| RELIANCE ELECTRIC | VERTICAL MOTOR | 40 ¦ 460 ¦ 1775 ¦ 51.3 ¦ 3 ¦ 60 |  | 5K324FP6047 | NOVO | 1 | - | -
| RELIANCE ELECTRIC | ELECTRIC | 20 ¦ ¦ 1760 ¦ ¦ 3 ¦ 60 | P25G1105E |  | NOVO | 1 | - | -
| RELIANCE ELECTRIC | MOTOR | 10 ¦ 46 ¦ 1770 ¦ 62 ¦ 3 ¦ 60 | 1MJ481564 |  | NOVO | 1 | - | -
| RELIANCE ELECTRIC | INDUSTRIAL | 7.5 ¦ 230/460 ¦ 1778 ¦ 22.2/11.1 ¦ 3 ¦ 60 |  | P25G0215B | NOVO | 1 | - | -
| REULAND | INDUSTRIAL | 25 ¦ 440/3/60 ¦ 1800 ¦ 30 ¦ ¦ | 97-C3530A-1 | 326-R-0420 | NOVO | 1 | - | -
| SEW EUDODRIVE | INDUSTRIAL | 7.5 ¦ 230/460 ¦ 1720 ¦ 16.8/9.4 ¦ ¦ 60 | DFV132S4BMG8HR | TEFC3PH | NOVO | 1 | - | -
| SEW EUDODRIVE | INDUSTRIAL | 7.5 ¦ 460 ¦ 1755 ¦ 9 ¦ ¦ 60 | DRE132M4BE11HRES7C | IP54TEFC | NOVO | 1 | - | -
| SEW EUDODRIVE | INDUSTRIAL | 3 ¦ 230/460 ¦ 1735 ¦ 8.0/4 ¦ ¦ 60 | DRE100L4BESHRFCES7S | IP66TEFC | NOVO | 1 | - | -
| SEW EUDODRIVE | AL | 1 ¦ 230/460 ¦ 1740 ¦ 2.9/1.44 ¦ 3 ¦ 60 | S57DRE80M4 | IEC60034 | NOVO | 1 | - | -
| SEW EURODRIVE | DRE123M4 | 7.5 ¦ 460 ¦ 1755 ¦ 9 ¦ ¦ |  |  | NOVO | 1 | - | -
| SEW EURODRIVE | BE | 3 ¦ 230/460 ¦ 1735 ¦ 3.5/4.5 ¦ ¦ |  |  | NOVO | 1 | - | -
| SEW EURODRIVE GEAR MOTOR |  | 1.5 ¦ 330A/575Y ¦ 1740 ¦ 3.6/2.1 ¦ 3 ¦ 60 | 870097923.02.02 .001 | DFT90S4 | NOVO | 1 | - | -
| SEW EURODRIVE GEAR MOTOR |  | KW1.1 ¦ 575 ¦ 1730 ¦ 2.3 ¦ 3 ¦ 60 |  | DFT90S4 | NOVO | 1 | - | -
| SIEMENS | AL | 15 ¦ 230/460 ¦ 1760 ¦ 37.4/18.7 ¦ ¦ | D07T0090CE20 |  | NOVO | 1 | - | -
| SIEMENS | ELECTRIC | 15 ¦ 230/460 ¦ 1770 ¦ 38/19 ¦ 3 ¦ 60 | Q2-A19T3017SE |  | NOVO | 1 | - | -
| SIEMENS | ELECTRIC | 10 ¦ 230/460 ¦ 1175 ¦ 27/13.5 ¦ 3 ¦ 60 | 02-G18T3025SE |  | NOVO | 1 | - | -
| SIEMENS | AL | 10 ¦ 208-230/460 ¦ 1750 ¦ 27-25/12.5 ¦ 3 ¦ 60 | L10T0016SD 7 |  | NOVO | 1 | - | -
| SIEMENS | ELECTRIC | 2 ¦ 208-230/460 ¦ 1740 ¦ 5.8-5.6/2.8 ¦ 3 ¦ 60 | Q2-D16T3012SE23 |  | NOVO | 1 | - | -
| SIEMENS | ELECTRIC | 2 ¦ 230/460 ¦ 1740 ¦ 5.6/2.8 ¦ 3 ¦ 60 | Q2-H18T3012SE45 |  | NOVO | 1 | - | -
| SIEMENS | INDUSTRIAL | 2 ¦ 208-230/460 ¦ 1740 ¦ 5.8-5.6/2.8 ¦ 3 ¦ 60 | Q2-F14T3012SE24 |  | NOVO | 1 | - | -
| SIEMENS | INDUSTRIAL | 2 ¦ 230/460 ¦ 1740 ¦ 5.6/2.8 ¦ 3 ¦ 60 | G18T3012SE26 |  | NOVO | 1 | - | -
| SIEMENS |  | 10 ¦ 575 ¦ 1750 ¦ ¦ 3 ¦ |  |  | NOVO | 1 | - | -
| SIEMES | AL | 15/6.75 ¦ 460 ¦ 1765/880 ¦ 19.5/8.5 ¦ 3 ¦ 60 | D07T0006MS 2 |  | NOVO | 1 | - | -
| SIEMES | AL | 15/3.75 ¦ 460 ¦ 1765/800 ¦ 19.5/9.5 ¦ ¦ 60 | D07T0006MS 3 |  | NOVO | 1 | - | -
| SIEMES | ELECTRIC | 60 ¦ 460 ¦ 1780 ¦ 68 ¦ ¦ 60 | K16T0336NPI11 |  | NOVO | 1 | - | -
| SUPER-E |  | 25 ¦ 230/460 ¦ 1780 ¦ 61/30.5 ¦ 3 ¦ 60 | 698C-778 | 10C15110717G1 | NOVO | 1 | - | -
| TECHO |  | ¦ ¦ ¦ ¦ ¦ |  | 62041002213-2 | NOVO | 1 | - | -
| TECHO | HEE HVF | 2 ¦ 230/460 ¦ 1160 ¦ 6.4/3.2 ¦ 3 ¦ 60 |  | 40670007 | NOVO | 1 | - | -
| TECHO | AEHHXV | 1.5 ¦ 230/460 ¦ 1170 ¦ 5.06/2.53 ¦ 3 ¦ 60 | 50078110004 |  | NOVO | 1 | - | -
| TECHO | AEE4X2 | 2 ¦ 230/460 ¦ 1160 ¦ 6.4/3.2 ¦ 3 ¦ 60 | BC220545001 |  | NOVO | 1 | - | -
| TECHO | AEUAXE | 2 ¦ 230/460 ¦ 1160 ¦ 6.4/3.2 ¦ 3 ¦ 60 | FA5050150000 |  | NOVO | 1 | - | -
| TECHO | AEVALF | 6 ¦ 230/460 ¦ 1150 ¦ 14/70 ¦ 3 ¦ 60 | FW4213740007 |  | NOVO | 1 | - | -
| TECO ELECTRIC | N | 20 ¦ 230/460 ¦ 1755 ¦ 46/23 ¦ ¦ 60 |  |  | NOVO | 1 | - | -
| TECO-WESTINGHOUSE |  | 40 ¦ 575 ¦ 885 ¦ ¦ 3 ¦ |  |  | NOVO | 1 | - | -
| TECO-WESTINGHOUSE | ELECTRIC | 25 ¦ 575 ¦ 1170 ¦ ¦ 3 ¦ |  |  | NOVO | 1 | - | -
| TECO-WESTINGHOUSE |  | 7.5 ¦ 575 ¦ 1755 ¦ ¦ 3 ¦ |  |  | NOVO | 1 | - | -
| TECO-WESTINGHOUSE |  | 5 ¦ 575 ¦ 870 ¦ ¦ 3 ¦ |  |  | NOVO | 1 | - | -
| TECO-WESTINGHOUSE |  | 5 ¦ 575 ¦ 3480 ¦ ¦ 3 ¦ |  |  | NOVO | 1 | - | -
| TON WINLH |  | 1 ¦ 115/230 ¦ 1725 ¦ 16/2.0 ¦ 3 ¦ 60 |  | 9K602F | NOVO | 1 | - | -
| TOSHIBA | INDUCTION | 30 ¦ 230/460 ¦ 1765 ¦ 74/37 ¦ ¦ | 80701250 | B0304FLF3UMW01 | NOVO | 1 | - | -
| TOSHIBA | INDUCTION | 25 ¦ 230/460 ¦ 1760 ¦ 63.4 ¦ 3 ¦ 60 | 4202537 | B0254FLF1 | NOVO | 1 | - | -
| TOSHIBA |  | 7.5 ¦ 575 ¦ 1745 ¦ ¦ 3 ¦ |  |  | NOVO | 1 | - | -
| TOSHIBA | IKKH | 7.5 ¦ 230/460 ¦ 3515 ¦ 18/9.0 ¦ 3 ¦ 60 | 101102541 | BT752FLF2UHH04 | NOVO | 1 | - | -
| ULTIMATE |  | 37KW ¦ 440 ¦ 1776 ¦ 60.8 ¦ 3 ¦ 60 | YE2-2255-4 |  | NOVO | 1 | - | -
| UNICLOSED | R | 60 ¦ 230/460 ¦ 1780 ¦ ¦ 3 ¦ 60 |  | R-1976-01-700 | NOVO | 1 | - | -
| US | ELECTRIC | 5 ¦ 230/460 ¦ 1755 ¦ 13/6.5 ¦ 3 ¦ 60 |  | CR53 | NOVO | 1 | - | -
| US MOTOR | AL | 15 ¦ 230/460 ¦ 1765 ¦ 40/20 ¦ 3 ¦ 60 |  |  | NOVO | 1 | - | -
| US MOTOR | AL | 10 ¦ 230/460 ¦ 1180 ¦ 25.5/12.7 ¦ 3 ¦ 60 | YC10E38 | A627 | NOVO | 1 | - | -
| US MOTOR | ELECTRIC AL | 2 ¦ 230/460 ¦ 1730 ¦ 6.2/3.1 ¦ 3 ¦ 60 |  |  | NOVO | 1 | - | -
| US MOTOR | ELECTRIC AL | 60 ¦ 230/460 ¦ 1780 ¦ 143.0/71.5 ¦ 3 ¦ 60 |  | IDRG69226/W04 | NOVO | 1 | - | -
| US MOTOR |  | 50/25 ¦ 460 ¦ 1750 ¦ 90/1.5 ¦ 3 ¦ 60 | RY10-Y2550221-GT-21 | G46003 | NOVO | 1 | - | -
| US MOTORS | ELECTRIC | 10 ¦ 208/440 ¦ 1800 ¦ 28.6/13.5 ¦ 3 ¦ 60 | F84595 |  | NOVO | 1 | - | -
| WEG | INDUCTION | 75 ¦ 220/440 ¦ 1780 ¦ 245/123 ¦ ¦ 60 |  | Z10018X96X030613 | NOVO | 1 | - | -
| WEG | INVERTOR | 15 ¦ 575 ¦ 3535 ¦ 13.8 ¦ 3 ¦ 60 |  | 015360T3H215TC-S | NOVO | 1 | - | -
| WEG |  | 7.5 ¦ 575 ¦ 880 ¦ ¦ 3 ¦ |  |  | NOVO | 1 | - | -
| WESTINGHOUSE | DUTY MOTOR | 60 ¦ 575 ¦ 3550 ¦ 51.4 ¦ 3 ¦ 60 | RB 07164512001 |  | NOVO | 1 | - | -
| WESTINGHOUSE | MOTORS | 5 ¦ 575 ¦ 875 ¦ ¦ 3 ¦ |  |  | NOVO | 1 | - | -
| WESTINGHOUSE | AL | ¦ ¦ 1775 ¦ ¦ 3 ¦ 60 | EC604 |  | NOVO | 1 | - | -
|  | INDUSTRIAL | 3 ¦ 380 ¦ 1413 ¦ 6.6 ¦ 3 ¦ 50 |  |  | NOVO | 1 | - | -
|  | INDUSTRIAL | 40 ¦ 460 ¦ 1770 ¦ 47.1 ¦ 3 ¦ 60 |  |  | NOVO | 1 | - | -
|  | INDUSTRIAL | 3 ¦ 460 ¦ 1450 ¦ 9.4 ¦ 3 ¦ 60 |  |  | NOVO | 1 | - | -
|  | INDUSTRIAL | 60 ¦ 460 ¦ 1775 ¦ 77 ¦ 3 ¦ 60 |  |  | NOVO | 1 | - | -
|  | KE | 75 ¦ 230/460 ¦ 1780 ¦ ¦ 3 ¦ 60 | 5KE3656F0205A | ORFFK247 | NOVO | 1 | - | -
|  |  | 40 ¦ 230/460 ¦ 1775 ¦ 9.6/4.8 ¦ 3 ¦ 60 |  |  | NOVO | 1 | - | -
|  |  | 100 ¦ 230/460 ¦ 1775 ¦ ¦ 3 ¦ 60 |  |  | NOVO | 1 | - | -
|  | A | 75 ¦ 220/440 ¦ 1180 ¦ ¦ 3 ¦ 60 | 208229 |  | NOVO | 1 | - | -
|  |  | 1.6 ¦ 230/460 ¦ 1140 ¦ 4.0/2.3 ¦ 3 ¦ 60 |  |  | NOVO | 1 | - | -
|  |  | 11Kw ¦ 460/690 ¦ 2900 ¦ 19.6/11.34 ¦ 3 ¦ 60 |  | ye3-160m12 | NOVO | 1 | - | -
|  |  | 20 ¦ 230/460 ¦ 1160 ¦ ¦ 3 ¦ 60 |  |  | NOVO | 1 | - | -
|  |  | 10 ¦ 380/440 ¦ 1760 ¦ 14 ¦ 3 ¦ 60 |  |  | NOVO | 1 | - | -
|  |  | 20 ¦ 380/460 ¦ 1160 ¦ ¦ 3 ¦ 60 |  |  | NOVO | 1 | - | -
|  |  | 7.5 ¦ 220/280 ¦ 1740 ¦ ¦ 3 ¦ 60 |  |  | NOVO | 1 | - | -
|  | YEZ-90L-4 | 1.5KW ¦ 440 ¦ ¦ 3 ¦ 3 ¦ 60 |  | 2.02E+09 | NOVO | 1 | - | -
|  |  | 7.5KW ¦ 380 ¦ 1765 ¦ 15 ¦ 3 ¦ 60 |  | 01018ET3E215T | NOVO | 1 | - | -
|  |  | 7.5KW ¦ 270/440 ¦ 3515 ¦ 24.7/12.3 ¦ 3 ¦ 60 | 15062122 | Y2-13252-2 | NOVO | 1 | - | -
5 ¦ 208-230 ¦ 1740 ¦ ¦ 3 ¦ 60